## Summary
BAF26028 DLO Support Framework – Price Schedule
Orgnisation name:
This summary automatically draws the evaluated total from each Lot tab. Tenderers should complete the proposed percentage adjustment on each Lot tendered for. The below total amounts are to be used for evaluation purposes.
Price Review: The Schedule of Rates, following application of the Tenderer’s proposed percentage adjustment, will be fixed until 31 August 2028. The first CPI adjustment will take effect on 1 September 2028, with subsequent annual adjustments applied in accordance with the Framework Agreement. The Tenderer’s proposed percentage adjustment will remain fixed throughout the Framework term.
Lot | Description | Adjustment % | Evaluated Total | Tendered?
1 | General Repairs | 0% | 171720.1743
2 | Gas, Heating & Plumbing Repairs (incl. OOH) | 0% | 134471.5135
3 | Heating Installations | 0% | 1000560.2446
4 | Roofing Repairs | 0% | 28502.1487
5 | Highway Works | 0% | 5604.2897
6 | Doors & Windows (Glazing) | 0% | 98844.2208
7 | Drainage & Groundworks | 0% | 17743.2033
8 | External Garden Works | 0% | 41292.3454
9 | Whole House Refurbishment | 0% | 695814.4548

## Lot 1
BAF26028 DLO Support Framework – Lot 1: General Repairs
Price Schedule
Tenderers must complete the yellow highlighted cells. Enter the proposed percentage adjustment in cell B8. Enter an uplift as a positive percentage (for example 10%) or a discount as a negative percentage (for example -10%). The adjustment is applied to every published SOR Rate and the adjusted total is shown in cell B8. All submitted prices must be fully inclusive of all costs associated with delivery unless expressly stated otherwise in the Tender Documents. No additional expenses or charges will be payable.
SOR Proposed Adjustment %
Total Amount (to be used for evaluation purposes) | 171720.1743
Document Code | New v8 | Priority | Right to Repair | Component Accounting | First Time Fix | NHF_Trade_Code | Short Description | Element | Section | Subsection | UOM | SOR Rate | Medium Description | Long Description | Adjusted SOR Rate
015003 |  | R | N | Y | N | GR | FLOOR:RENEW INTERNAL CONCRETE INSULATION | Foundations | Floor - Concrete Internal Renewal | Floor - Concrete Internal Renewal | SM | 228.6206 | Floor:Break up existing floor complete, excavate lay ne 175mm hardcore, sand blinding, 1200 dpm, 50mm Jablite, 150mm concrete, ne 65mm screed, remove refix skirtings, make good. | Floor:Renew complete any floor with new concrete floor including break up existing floor, applied finish and sub-base under and remove waste and debris, excavate as necessary, compact bottoms and lay and compact ne 175mm hardcore bed blinded with sand, lay 1200 gauge polythene damp proof membrane, 50mm Jablite or other equal and approved insulation board, both membrane and board turned up 150mm at edges, 150mm concrete slab (1:2:4) with mesh reinforcement and ne 65mm cement and sand floor screed trowelled smooth to receive floor finish, remove and refix skirtings as necessary and make good all finishes. | 228.6206
015007 |  | R | N | Y | N | GR | FLOOR:NEW INTERNAL CONCRETE WITH INSULATION | Foundations | Floor - Concrete Internal New | Floor - Concrete Internal New | SM | 209.7203 | Floor:Excavate as necessary, lay ne 175mm hardcore, sand blinding, lay 1200 dpm 50mm Jablite 150mm concrete, mesh, ne 65mm screed trowelled smooth, remove refix skirtings, make good. | Floor:Excavate as necessary, remove waste and debris, compact bottoms and lay and compact ne 175mm hardcore bed blinded with sand, lay 1200 gauge polythene damp proof membrane, 50mm Jablite or other equal and approved insulation board, both membrane and board turned up 150mm at edges, 150mm concrete slab (1:2:4) with mesh reinforcement and ne 65mm cement and sand floor screed trowelled smooth to receive floor finish, remove and refix skirtings as necessary and make good all finishes. | 209.7203
015501 |  | R | N | Y | N | GR | FLOOR:HARDCORE FILL UNDER FLOOR | Specialist Treatments | Fungus and Beetle Eradication and DPC Works | Works to Sub-Floors | CM | 148.8656 | Floor:Fill under floor with clean broken and graded hardcore or other filling to approval of CR, to receive pvc membrane and concrete floor, all in conjunction with injected DPC treatment. | Floor:Fill under floor with clean broken and graded hardcore or other filling to approval of Client Representative, consolidate and blind ready to receive PVC membrane and concrete floor slab as specified all in conjunction with injected damp proof course wall treatment. | 148.8656
112001 |  | R | N | Y | N | SP | WALL 225MM:CHEMICAL INJECTION EXTERNAL DPC | Specialist Treatments | Fungus and Beetle Eradication and DPC Works | Chemical DPC Wall Injection | LM | 193.1461 | Wall 225mm:Drill external wall and inject chemical DPC, make good holes, all as specified and remove waste and debris. | Wall 225mm:Drill external wall and inject chemical damp proof course, make good holes, all as specified and remove waste and debris. | 193.1461
112003 |  | R | N | Y | N | SP | WALL 338MM:CHEMICAL INJECTION EXTERNAL DPC | Specialist Treatments | Fungus and Beetle Eradication and DPC Works | Chemical DPC Wall Injection | LM | 271.6122 | Wall 338mm:Drill external wall and inject chemical DPC, make good holes, all as specified and remove waste and debris. | Wall 338mm:Drill external wall and inject chemical damp proof course, make good holes, all as specified and remove waste and debris. | 271.6122
112005 |  | R | N | Y | N | SP | WALL 450MM:CHEMICAL INJECTION EXTERNAL DPC | Specialist Treatments | Fungus and Beetle Eradication and DPC Works | Chemical DPC Wall Injection | LM | 369.6414 | Wall 450mm:Drill external wall and inject chemical DPC, make good holes, all as specified and remove waste and debris. | Wall 450mm:Drill external wall and inject chemical damp proof course, make good holes, all as specified and remove waste and debris. | 369.6414
112007 |  | R | N | Y | N | SP | WALL 563MM:CHEMICAL INJECTION EXTERNAL DPC | Specialist Treatments | Fungus and Beetle Eradication and DPC Works | Chemical DPC Wall Injection | LM | 456.2273 | Wall 563mm:Drill external wall and inject chemical DPC, make good holes, all as specified and remove waste and debris. | Wall 563mm:Drill external wall and inject chemical damp proof course, make good holes, all as specified and remove waste and debris. | 456.2273
112009 |  | R | N | Y | N | SP | WALL 113MM:CHEMICAL INJECTION INTERNAL DPC | Specialist Treatments | Fungus and Beetle Eradication and DPC Works | Chemical DPC Wall Injection | LM | 112.2105 | Wall 113mm:Drill internal wall and inject chemical DPC, make good holes, all as specified and remove waste and debris. | Wall 113mm:Drill internal wall and inject chemical damp proof course, make good holes, all as specified and remove waste and debris. | 112.2105
112011 |  | R | N | Y | N | SP | WALL 225MM:CHEMICAL INJECTION INTERNAL DPC | Specialist Treatments | Fungus and Beetle Eradication and DPC Works | Chemical DPC Wall Injection | LM | 193.1461 | Wall 225mm:Drill internal wall and inject chemical DPC, make good holes, all as specified and remove waste and debris. | Wall 225mm:Drill internal wall and inject chemical damp proof course, make good holes, all as specified and remove waste and debris. | 193.1461
112013 |  | R | N | Y | N | SP | WALL CAVITY:CHEMICAL INJECTION INTERNAL DPC | Specialist Treatments | Fungus and Beetle Eradication and DPC Works | Chemical DPC Wall Injection | LM | 112.2105 | Wall Cavity:Drill 113mm thick skin of internal wall, inject chemical DPC, make good holes, all as specified and remove waste and debris. | Wall Cavity:Drill 113mm thick skin of internal wall, inject chemical damp proof course, make good holes, all as specified and remove waste and debris. | 112.2105
112015 |  | R | N | Y | N | SP | WALL 338MM:CHEMICAL INJECTION INTERNAL DPC | Specialist Treatments | Fungus and Beetle Eradication and DPC Works | Chemical DPC Wall Injection | LM | 263.2737 | Wall 338mm:Drill internal wall and inject chemical DPC, make good holes, all as specified and remove waste and debris. | Wall 338mm:Drill internal wall and inject chemical damp proof course, make good holes, all as specified and remove waste and debris. | 263.2737
112018 |  | R | N | Y | N | SP | WALL CAVITY:CHEMICAL INJECTION 2 SKINS DPC | Specialist Treatments | Fungus and Beetle Eradication and DPC Works | Chemical DPC Wall Injection | LM | 234.4155 | Wall Cavity:Drill both 113mm thick skins of hollow wall, make good holes, all as specified and remove waste and debris. | Wall Cavity:Drill both 113mm thick skins of hollow wall, make good holes, all as specified and remove waste and debris. | 234.4155
112020 |  | R | N | N | N | SP | DWELLING:CHEMICAL DPC INJECTION SURVEY | Specialist Treatments | Fungus and Beetle Eradication and DPC Works | Surveys | IT | 245.7 | Dwelling:Undertake initial survey and report, mobilise to undertake DPC treatment, and provide 30 year insurance backed guarantee, demobilise, (in addition to DPC injection items). | Dwelling:Undertake initial survey and report, mobilise to undertake chemical injection damp proof course treatment and provide 30 year insurance backed guarantee for chemical injection damp proof course treatment, demobilise, clear away all debris on completion to approved tip (to be ordered additional to damp proof course injection items). | 245.7
112022 |  | R | N | N | N | SP | DWELLING:ROT ERADICATION SURVEY | Specialist Treatments | Fungus and Beetle Eradication and DPC Works | Surveys | IT | 122.85 | Dwelling:Undertake initial survey and report, mobilise to undertake rot eradication treatment, provide 30 year insurance backed guarantee for rot eradication treatment, demobilise, remove spoil. | Dwelling:Undertake initial survey and report, mobilise to undertake rot eradication treatment and provide 30 year insurance backed guarantee for rot eradication treatment, demobilise, clear away all debris on completion to approved tip. | 122.85
112024 |  | R | N | N | N | SP | DWELLING:DAMP SURVEY | Specialist Treatments | Fungus and Beetle Eradication and DPC Works | Surveys | IT | 87.75 | Dwelling:Undertake initial damp survey and provide report with recommendations and photographic evidence. | Dwelling:Undertake initial damp survey and provide report with recommendations and photographic evidence. | 87.75
112026 |  | R | N | N | N | SP | DWELLING:FUNGUS/INFESTATION ERADICATION SURVEY | Specialist Treatments | Fungus and Beetle Eradication and DPC Works | Surveys | IT | 122.85 | Dwelling:Undertake initial survey and report, mobilise to undertake fungal or beetle treatment, provide 30 year insurance backed guarantee for rot eradication treatment, demobilise, remove spoil. | Dwelling:Undertake initial survey and report, mobilise to undertake fungal or beetle eradication treatment and provide 30 year insurance backed guarantee for rot eradication treatment, demobilise, clear away all debris on completion to approved tip. | 122.85
113001 |  | R | N | Y | N | SP | WALL:IRRIGATE WITH FUNGICIDE | Specialist Treatments | Fungus and Beetle Eradication and DPC Works | Irrigation of Walls | SM | 22.4151 | Wall:Drill holes as necessary and pressure inject with approved fungicidal solution all as specified and remove waste and debris. | Wall:Drill holes as necessary and pressure inject with approved fungicidal solution all as specified and remove waste and debris. | 22.4151
114001 |  | U | N | N | Y | BL | WALL OR CEILING:APPLY FUNGICIDE | Brickwork | Brick/Block Walling | Anti-Fungicide Treatment | SM | 3.3294 | Wall or Ceiling:Brush down and apply fungicide solution to walls and or ceilings and wash off traces of fungus and remove waste and debris. | Wall or Ceiling:Brush down and apply fungicide solution to walls and or ceilings and wash off traces of fungus and remove waste and debris. | 3.3294
115001 |  | R | N | N | N | BL | AIRBRICK:RENEW WITH PVC | Brickwork | Airbricks and Vents | Airbricks | NO | 29.9614 | Airbrick:Cut out existing airbrick and renew with 225x150mm PVC ventilator, bed and point in cement lime mortar (1:1:6) and make good any finishes and remove waste and debris. | Airbrick:Cut out existing airbrick and renew with 225x150mm PVC ventilator, bed and point in cement lime mortar (1:1:6) and make good any finishes and remove waste and debris. | 29.9614
115003 |  | R | N | N | N | BL | AIRBRICK:INSTALL NEW PVC VENT | Brickwork | Airbricks and Vents | Airbricks | NO | 89.4721 | Airbrick:Cut or form opening in wall and insert 225x150mm PVC ventilator, bed, point in mortar (1:1:6), insert cavity lining and internal vent with flyscreen, make good finishes, remove spoil. | Airbrick:Cut or form opening in wall and insert 225x150mm PVC ventilator, bed and point in cement lime mortar (1:1:6), insert cavity lining and internal vent with flyscreen, make good finishes internally and externally and remove waste and debris. | 89.4721
115005 |  | R | N | N | N | BL | AIRBRICK:RENEW CLAY OR CONCRETE VENT | Brickwork | Airbricks and Vents | Airbricks | NO | 28.3351 | Airbrick:Cut out existing airbrick and renew with 225x150mm clay or concrete ventilator, bed and point in cement lime mortar (1:1:6) and make good any finishes and remove waste and debris. | Airbrick:Cut out existing airbrick and renew with 225x150mm clay or concrete ventilator, bed and point in cement lime mortar (1:1:6) and make good any finishes and remove waste and debris. | 28.3351
115007 |  | R | N | N | N | BL | AIRBRICK:INSTALL NEW CLAY OR CONCRETE VENT | Brickwork | Airbricks and Vents | Airbricks | NO | 87.8458 | Airbrick:Cut or form opening in wall and insert 225x150mm clay or concrete ventilator, bed, point in mortar (1:1:6), insert cavity lining, internal vent with flyscreen, make good, remove spoil. | Airbrick:Cut or form opening in wall and insert 225x150mm clay or concrete ventilator, bed and point in cement lime mortar (1:1:6), insert cavity lining and internal vent with flyscreen, make good finishes internally and externally and remove waste and debris. | 87.8458
115009 |  | U | N | N | Y | BL | AIRBRICK:REBED LOOSE VENT | Brickwork | Airbricks and Vents | Airbricks | NO | 16.4713 | Vent:Take out loose ventilator or airbrick and rebed and point in cement lime mortar (1:1:6) to match existing. | Vent:Take out loose ventilator or airbrick and rebed and point in cement lime mortar (1:1:6) to match existing. | 16.4713
115010 |  | R | N | Y | N | BL | AIR BRICK OR VENT:BRICK UP OPENING | Brickwork | Airbricks and Vents | Airbricks | NO | 21.613 | Airbrick or Vent:Cut out existing airbrick or vent and infill opening with faced brickwork to match existing or with common brickwork with rendered finished, make good, and remove waste and debris. | Airbrick or Vent:Cut out existing airbrick or vent and infill opening with faced brickwork to match existing or with common brickwork with rendered finished, make good finishes internally and externally and remove waste and debris. | 21.613
115011 |  | R | N | N | N | BL | VENTILATOR:RENEW PVC OR ALUMINIUM | Brickwork | Airbricks and Vents | Airbricks | NO | 17.2069 | Ventilator:Supply and fix 225x150mm Hit and Miss PVC or aluminium ventilator grille fixed to any background including remove any existing ventilator, make good to all finishes, remove spoil. | Ventilator:Supply and fix 225x150mm 'Hit and Miss' PVC or aluminium ventilator grille fixed to any background including remove any existing ventilator and make good all finishes and remove waste and debris. | 17.2069
115012 |  | R | N | Y | N | BL | VENT:INSTALL PROPRIETARY VENT KIT | Brickwork | Airbricks and Vents | Ventilators | NO | 79.3853 | Vent:Supply and install approx. 125mm diameter proprietary ventilator kit complete including core drill openings through external/internal cavity walls, install vent kit, make good, remove spoil. | Vent:Supply and install approx. 125mm diameter proprietary ventilator kit complete including core drill openings through external/internal cavity walls and install vent kit and sleeving and make good including all external and internal finishes and remove waste and debris. | 79.3853
115014 |  | R | N | Y | N | BL | VENT:INSTALL TUMBLE VENT KIT | Brickwork | Airbricks and Vents | Ventilators | NO | 78.0515 | Vent:Supply and install approx. 100mm diameter tumble drier vent kit complete including 3 metre length of 100mm flexible pvc ducting, cut openings in walls, install kit, make good, remove spoil. | Vent:Supply and install approx. 100mm diameter tumble drier vent kit complete including 3 metre length of 100mm flexible PVC ducting, including cutting openings through external/internal walls, install kit complete and make good all finishes and remove waste and debris. | 78.0515
135001 |  | R | N | Y | N | BL | METER CUPBOARD:PROPRIETARY RENEW OR SUPPLY NEW | Carpentry and Joinery | Miscellaneous Works | Meter Cupboards | NO | 92.4385 | Meter Cupboard:Renew or fix new approved meter cupboard size 400x560x215mm complete with locking device and all other ironmongery and plug and screw to walls and make good and remove waste and debris. | Meter Cupboard:Renew or fix new approved proprietary meter cupboard maximum size 400x560x215mm complete with locking device and all other ironmongery and plug and screw to walls and make good and remove waste and debris. | 92.4385
135002 |  | R | N | Y | N | BL | METER CUPBOARD:PM RENEW OR SUPPLY NEW | Carpentry and Joinery | Miscellaneous Works | Meter Cupboards | NO | 128.7904 | Meter Cupboard:Renew or supply and fix 12mm hw lipped plywood and softwood framing meter/consumer unit size ne 1.20mm long x ne 1.00 mm high with door, lock etc., decorate, make good, remove debris. | Meter Cupboard:Renew or supply and fix new purpose made internal 12mm hardwood lipped plywood and softwood framing meter and consumer unit cupboard size over 600 and ne 1200mm long and over 600 and ne 1000mm high complete with door, locking device and all other ironmongery, decorate to match existing and plug and screw to walls and make good all finishes and remove waste and debris. | 128.7904
135003 |  | R | N | N | N | BL | METER CUPBOARD:RENEW PROPRIETARY DOOR | Carpentry and Joinery | Miscellaneous Works | Meter Cupboards | NO | 67.5418 | Meter Cupboard:Take off existing, and renew any type of proprietary meter cupboard door complete with lock and hinges to external meter cupboard and remove waste and debris. | Meter Cupboard:Take off existing, and renew any type of proprietary meter cupboard door complete with lock and hinges to external meter cupboard and remove waste and debris. | 67.5418
135004 |  | R | N | Y | N | BL | METER CUPBOARD:RENEW PM TIMBER DOOR | Carpentry and Joinery | Miscellaneous Works | Meter Cupboards | NO | 67.6082 | Meter Cupboard:Take off existing door to purpose made internal meter/consumer unit cupboard, renew with 12mm hw lipped plywood door complete, ease, adjust, decorate, make good, remove waste and debris | Meter Cupboard:Take off existing door to purpose made internal meter and consumer unit cupboard, and renew with 12mm plywood hardwood lipped door complete with hinges and renew or remove existing and refix locking device, and fix door to cupboard, ease and adjust, decorate to match existing, make good, remove waste and debris. | 67.6082
135005 |  | R | N | Y | N | BL | METER CUPBOARD:RENEW METAL DOOR AND FRAME | Carpentry and Joinery | Miscellaneous Works | Meter Cupboards | NO | 50.8992 | Meter Cupboard:Take off existing door and frame to external meter/consumer unit cupboard, renew with proprietary metal door and frame complete, decorate, make good, remove waste and debris. | Meter Cupboard:Take off existing door and frame to external meter and consumer unit cupboard, and renew with proprietary metal door complete with hinges to and including frame and fix door frome to cupboard, ease and adjust, decorate to match existing, make good, remove waste and debris. | 50.8992
146001 |  | R | N | Y | N | BL | SURFACES:REPAIR CRACKS, CONCRETE NE 5MM | Brickwork | Concrete Repairs | Concrete Repairs | SM | 83.4089 | Surfaces:Prepare, clean off all dust and debris, fill in or resurface cracks or spalled concrete surfaces of concrete with epoxy mortar over 300mm wide, repair ne 5mm deep, remove waste and debris. | Surfaces:Prepare, clean off all dust and debris, fill in or resurface cracks or spalled surfaces of concrete with epoxy mortar in general surfaces of concrete exceeding 300mm wide, repair ne 5mm deep and remove waste and debris. | 83.4089
146003 |  | R | N | Y | N | BL | LINTELS:REPAIR CRACKS, CONCRETE NE 5MM | Brickwork | Concrete Repairs | Concrete Repairs | LM | 18.8045 | Lintels:Prepare, clean off all debris, fill in or resurface cracks or spalled surfaces of concrete lintels with epoxy mortar, ne 300mm girth, repair ne 5mm deep, remove waste and debris. | Lintels:Prepare, clean off all dust and debris, fill in or resurface cracks or spalled surfaces of concrete with epoxy mortar in surfaces of lintels, and the like, ne 300mm girth, repair ne 5mm deep and remove waste and debris. | 18.8045
146005 |  | R | N | Y | N | BL | CILLS:REPAIR CRACKS, CONCRETE NE 5MM | Brickwork | Concrete Repairs | Concrete Repairs | LM | 18.8045 | Cills:Prepare, clean off all dust etc., fill in or resurface cracks or spalled surfaces with epoxy mortar to concrete cills, ne 300mm girth, repair ne 5mm deep, remove waste and debris. | Cills:Prepare, clean off all dust and debris, fill in or resurface cracks or spalled surfaces of concrete with epoxy mortar in surfaces of cills, ne 300mm girth, repair ne 5mm deep and remove waste and debris. | 18.8045
146007 |  | R | N | Y | N | BL | CONCRETE SURFACES:REPAIR CRACKS, SPALLS NE 10MM | Brickwork | Concrete Repairs | Concrete Repairs | SM | 157.9244 | Concrete Surfaces:Prepare, clean off, fill in or resurface cracks or spalled surfaces of concrete over 300mm wide, repair over 5 and ne 10mm deep with epoxy mortar and remove waste and debris. | Surfaces:Prepare, clean off all dust and debris, fill in or resurface cracks or spalled surfaces of concrete with epoxy mortar in general surfaces of concrete exceeding 300mm wide, repair over 5 and ne 10mm deep and remove waste and debris. | 157.9244
146008 |  | R | N | Y | N | BL | CONCRETE LINTELS:REPAIR CRACKS, SPALLS NE 10MM | Brickwork | Concrete Repairs | Concrete Repairs | LM | 34.6644 | Concrete Lintels:Prepare, clean off, fill in or resurface cracks or spalled surfaces of concrete lintel ne 300mm girth, repair over 5 ne 10mm deep with epoxy mortar, remove waste and debris. | Lintels:Prepare, clean off all dust and debris, fill in or resurface cracks or spalled surfaces of concrete with epoxy mortar in surfaces of lintels, and the like, ne 300mm girth, repair over 5 and ne 10mm deep and remove waste and debris. | 34.6644
146009 |  | R | N | Y | N | BL | CONCRETE CILLS:REPAIR CRACKS, SPALLS NE 10MM | Brickwork | Concrete Repairs | Concrete Repairs | LM | 34.6644 | Concrete Cills:Prepare, clean off, fill in or resurface cracks or spalled surfaces of concrete cill, ne 300mm girth, repair over 5 ne 10mm deep with epoxy mortar, remove waste and debris. | Cills:Prepare, clean off all dust and debris, fill in or resurface cracks or spalled surfaces of concrete with epoxy mortar in surfaces of cills, ne 300mm girth, repair over 5 and ne 10mm deep, and remove waste and debris. | 34.6644
146011 |  | R | N | Y | N | BL | SURFACES:REPAIR CRACKS, CONCRETE NE 15MM | Brickwork | Concrete Repairs | Concrete Repairs | SM | 237.5525 | Surfaces:Prepare, clean off all dust and debris, fill in or resurface cracks or spalled concrete surfaces of concrete with epoxy mortar over 300mm wide, repair over 10 ne 15mm deep, remove debris. | Surfaces:Prepare, clean off all dust and debris, fill in or resurface cracks or spalled surfaces of concrete with epoxy mortar in general surfaces of concrete exceeding 300mm wide, repair over 10 and ne 15mm deep and remove waste and debris. | 237.5525
146013 |  | R | N | Y | N | BL | LINTELS:REPAIR CRACKS, CONCRETE NE 15MM | Brickwork | Concrete Repairs | Concrete Repairs | LM | 51.5247 | Lintels:Prepare, clean off all debris, fill in or resurface cracks or spalled surfaces of concrete lintels with epoxy mortar, ne 300mm girth, repair over 10 and ne 15mm deep, remove waste and debris. | Lintels:Prepare, clean off all dust and debris, fill in or resurface cracks or spalled surfaces of concrete with epoxy mortar in surfaces of lintels, and the like, ne 300mm girth, repair over 10 and ne 15mm deep and remove waste and debris. | 51.5247
146015 |  | R | N | Y | N | BL | CILLS:REPAIR CRACKS, CONCRETE NE 15MM | Brickwork | Concrete Repairs | Concrete Repairs | LM | 51.5247 | Cills:Prepare, clean off all dust etc., fill in or resurface cracks or spalled surfaces with epoxy mortar to concrete cills, ne 300mm girth, repair over 10 and ne 15mm deep, remove waste and debris. | Cills:Prepare, clean off all dust and debris, fill in or resurface cracks or spalled surfaces of concrete with epoxy mortar in surfaces of cills, ne 300mm girth, repair over 10 and ne 15mm deep and remove waste and debris. | 51.5247
146101 |  | R | N | N | N | SM | STONE SURFACES:REPAIR CRACKS STONEWORK NE 5MM | Masonry | Stone Repairs | Stone Repairs | SM | 88.9676 | Stone Surfaces:Prepare, clean off dust + debris, fill in or resurface cracks or spalled surfaces with epoxy mortar in surfaces of stone over 300mm wide, repair ne 5mm deep and remove waste and debris. | Stone Surfaces:Prepare, clean off all dust and debris, fill in or resurface cracks or spalled surfaces of stone with epoxy mortar in general surfaces of stone exceeding 300mm wide, repair ne 5mm deep and remove waste and debris. | 88.9676
146103 |  | R | N | N | N | SM | LINTELS/CILLS:REPAIR CRACKS STONEWORK NE 5MM | Masonry | Stone Repairs | Stone Repairs | LM | 19.9162 | Lintels/Cills:Prepare, clean off all dust, debris, fill in or resurface cracks or spalled surfaces of surfaces of stone lintels, cills etc., with epoxy mortar, ne 300mm girth, repair ne 5mm deep. | Lintels/Cills:Prepare, clean off all dust and debris, fill in or resurface cracks or spalled surfaces of stone with epoxy mortar in surfaces of lintels, and the like, ne 300mm girth, repair ne 5mm deep and remove waste and debris. | 19.9162
146107 |  | R | N | N | N | SM | STONE SURFACES:REPAIR CRACKS, SPALLS NE 10MM | Masonry | Stone Repairs | Stone Repairs | SM | 164.039 | Stone Surfaces:Prepare, clean off all dust and debris, fill in or resurface cracks or spalled stone surfaces with epoxy mortar over 300mm wide, repair over 5 ne 10mm deep, remove debris. | Surfaces:Prepare, clean off all dust and debris, fill in or resurface cracks or spalled surfaces of stone with epoxy mortar in general surfaces of stone exceeding 300mm wide, repair over 5 and ne 10mm deep and remove waste and debris. | 164.039
146109 |  | R | N | N | N | SM | LINTELS/CILLS:REPAIR CRACKS STONEWORK NE 10MM | Masonry | Stone Repairs | Stone Repairs | LM | 35.7763 | Lintels/Cills:Prepare, clean off all dust, debris, fill in or resurface cracks or spalled surfaces of stone lintels, cills etc., with epoxy mortar ne 300mm girth, repair ne 10mm deep. | Lintels/Cills:Prepare, clean off all dust and debris, fill in or resurface cracks or spalled surfaces of stone with epoxy mortar in surfaces of lintels, and the like, ne 300mm girth, repair over 5 and ne 10mm deep and remove waste and debris. | 35.7763
146113 |  | R | N | N | N | SM | STONE SURFACES:REPAIR CRACKS STONEWORK NE 15MM | Masonry | Stone Repairs | Stone Repairs | SM | 245.3348 | Stone Surfaces:Prepare, clean off dust + debris, fill in or resurface cracks or spalled surfaces of stone with epoxy mortar exceeding 300mm wide, repair over 10 ne 15mm deep, remove waste and debris. | Stone Surfaces:Prepare, clean off all dust and debris, fill in or resurface cracks or spalled surfaces of stone with epoxy mortar in general surfaces of stone exceeding 300mm wide, repair over 10 and ne 15mm deep and remove waste and debris. | 245.3348
146115 |  | R | N | N | N | SM | LINTELS/CILLS:REPAIR CRACKS STONEWORK NE 15MM | Masonry | Stone Repairs | Stone Repairs | LM | 53.1924 | Lintels/Cills:Prepare, clean off all dust, debris, fill in or resurface cracks or spalled surfaces of surfaces of stone lintels, cills etc., with epoxy mortar ne 300mm girth, repair over 15mm deep. | Lintels/Cills:Prepare, clean off all dust and debris, fill in or resurface cracks or spalled surfaces of stone with epoxy mortar in surfaces of lintels, and the like, ne 300mm girth, repair over 10 and ne 15mm deep and remove waste and debris. | 53.1924
146201 |  | R | N | Y | N | SM | STONE WALLS:CHEMICAL CLEAN | Masonry | Stone Cleaning | Stone Cleaning | SM | 29.25 | Stone Walls:Brush down to remove mould, moss growth etc., apply approved chemical cleaning agent, power wash all surfaces of stonework at a minimum pressure of ne 2000 psi, remove debris. | Stone Walls:Brush down to remove mould, moss growth algae and lichen and apply an approved chemical cleaning agent, afterwards power wash all surfaces of stonework at a minimum pressure of 1500 psi, but not to exceed 2000 psi. | 29.25
146203 |  | R | N | Y | N | SM | STONE CILLS:CHEMICAL CLEAN | Masonry | Stone Cleaning | Stone Cleaning | LM | 9.945 | Stone Cills:Brush down to remove mould, moss growth etc., apply approved cleaning agent, power wash at a minimum pressure ne 2000 psi, brush apply one coat of Lichenite solution and of Haloseal. | Stone Cills:Brush down to remove mould, moss growth algae and lichen and apply an approved chemical cleaning agent, afterwards power wash all surfaces of cills at a minimum pressure of 1500 psi, but not to exceed 2000 psi, brush apply one coat of MGC Lichenite solution and one coat of MGC Haloseal. | 9.945
146205 |  | R | N | Y | N | SM | STONE WALLS:GRIT BLAST | Masonry | Stone Cleaning | Stone Cleaning | SM | 19.305 | Stone Walls:Brush down to remove mould, moss growth etc., grit blast, afterwards power wash all surfaces of stonework at a minimum pressure of ne 2000 psi, remove waste and debris. | Stone Walls:Brush down to remove mould, moss growth algae and lichen and grit blast with the appropriate material and at the appropriate pressure for the type, age and quality of stone work, afterwards power wash all surfaces of stonework at a minimum pressure of 1500 psi, but not to exceed 2000 psi, dispose of all debris. | 19.305
198001 |  | U | N | N | Y | BL | CLIENT INSPECTION:BRICKWORK AND STRUCTURE | Brickwork | Brickwork and Structure - Client Inspection | Brickwork and Structure - Client Inspection | IT | 16.6767 | Client Inspection:Undertake client inspection, testing etc in connection with brickwork or structure, report to Client Representative (any repairs required to be ordered must be instructed by CR). | Client Inspection:Undertake client inspection and testing etc. in connection with brickwork or structure and report to Client Representative (any repairs required to be ordered must be instructed by Client Representative). Not to be claimed in conjunction with associated works. | 16.6767
199989 |  | X | N | N | Y | BL | WORKING IN CONFINED SPACES:ADDITIONAL LABOUR | Brickwork | Structure | Confined Spaces | HR | 33.3535 | Working in Confined Spaces:Extra over for additional labour to meet H+S requirements for confined spaces work, claimed in addition to appropriate SOR codes per add operative per hour as agreed by CR. | Working in Confined Spaces:Extra over for additional labour to meet health and safety requirements for work to be carried out in confined spaces. To be claimed in addition to appropriate SOR codes per additional operative per hour as agreed by Client Representative. | 33.3535
301103 |  | R | N | Y | N | JR | JOIST:RENEW NE 100MM DEEP TO FLOOR | Carpentry and Joinery | Floors, Roofs and Partitions | Floors | LM | 15.3301 | Joist:Renew softwood floor joist ne 100mm deep to match existing, clear away existing, fix with all packings, cleats, hangers, noggins, solid strutting etc., cut out and make good brickwork. | Joist:Renew with pressure impregnated sawn softwood floor joist ne 100mm deep to match existing, cut out and clear away existing, cut new joist to length and fix including all packings, cleats, hangers, noggins, solid strutting etc., apply preservative to cut ends and cut out and make good brickwork as necessary and remove waste and debris. | 15.3301
301105 |  | R | N | Y | N | JR | JOIST:RENEW SECTION NE 225MM DEEP TO FLOOR | Carpentry and Joinery | Floors, Roofs and Partitions | Floors | IT | 42.7369 | Joist:Renew section with treated sawn softwood floor joist ne 225mm deep to match existing, ne 1.00m long bolted to existing joists, all hangers,packings, cleats, preservative to cut ends, make good. | Joist:Renew section with pressure impregnated sawn softwood floor joist ne 225mm deep to match existing and ne 1.00m long, including all hangers, packings, cleats, apply preservative to cut ends and cut out and make good brickwork, drill and bolt new section to existing joists. | 42.7369
301107 |  | R | N | Y | N | JR | JOIST:RENEW NE 225MM DEEP TO FLOOR | Carpentry and Joinery | Floors, Roofs and Partitions | Floors | LM | 28.4595 | Joist:Renew softwood floor joist ne 225mm deep to match existing, clear away existing, fix with all packings, cleats, hangers, noggins, solid strutting etc., cut out and make good brickwork. | Joist:Renew with pressure impregnated sawn softwood floor joist or trimmer joist ne 225mm deep to match existing cut out and clear away existing, cut new joist to length and fix including all packings, cleats, hangers, noggins, solid strutting etc., apply preservative to cut ends and cut out and make good brickwork as necessary and remove waste and debris. | 28.4595
301109 |  | R | N | Y | N | JR | JOIST:LEVEL JOIST WITH PACKINGS | Carpentry and Joinery | Floors, Roofs and Partitions | Floors | NO | 43.1542 | Joist:Level joist by inserting packings including take up, refix floorboards, make good any finishes remove, refix any furniture, carpets (msd per joist) (not to be claimed with joist renewal). | Joist:Level joist by inserting packings including take up floorboards and refix, make good any finishes disturbed, remove and refix any carpets and furniture (measured per joist), (not to be claimed in conjunction with joist renewal). | 43.1542
301122 |  | R | N | Y | N | JR | FLOOR:STRIP OUT FLOOR AND SLEEPERS | Carpentry and Joinery | Floors, Roofs and Partitions | Floors | SM | 26.0367 | Floor:Strip out defective timber floor complete with any redundant service installation attached or passing through floor, demolish sleeper walls down to sub-floor level, make good, remove spoil. | Floor:Strip out defective timber floor complete with any redundant service installation attached or passing through floor, demolish sleeper walls down to sub-floor level, make good all works disturbed, remove waste and debris and prepare to receive new solid floor (new floor measured separately). | 26.0367
301123 |  | R | N | Y | N | JR | FLOOR:RENEW GROUND FLOOR COMPLETE | Carpentry and Joinery | Floors, Roofs and Partitions | Floors | SM | 201.9934 | Floor:Strip out existing floor and sleeper walls, remove void debris, build sleeper walls, softwood floor with 22mm floorboards, ne 50x125mm joists, ne 50x100mm wall plates, DPC, remove spoil. | Floor:Strip out existing floor and sleeper walls, remove void debris, construct half brick sleeper walls in cement mortar (1:3) on concrete foundation including excavation and disposal and lay new softwood floor comprising 22mm square edge boards ne 50x125mm joists and ne 50x100mm wall plates including damp proof course, all in pretreated timber and remove waste and debris. | 201.9934
301125 |  | R | N | Y | N | JR | FLOOR:RENEW SOFTWOOD FLOOR COMPLETE | Carpentry and Joinery | Floors, Roofs and Partitions | Floors | SM | 110.6687 | Floor:Renew softwood floor comprising 22mm floor boards, ne 50x125mm joists, ne 50x100mm wall plates, DPC, galvanised joist hangers, cut in and primed, remove spoil. | Floor:Renew softwood floor comprising 22mm square edge boards, ne 50x125mm joists and ne 50x100mm wall plates including damp proof course, all in pretreated timber, complete with galvanised joist hangers, cut and primed in and remove waste and debris. | 110.6687
301127 |  | R | N | Y | N | JR | FLOOR:RENEW SOFTWOOD UPPER FLOOR COMPLETE | Carpentry and Joinery | Floors, Roofs and Partitions | Floors | SM | 115.8818 | Floor:Renew softwood upper floor comprising 22mm floorboards, ne 50x175mm joists, and ne 50100mm wall plates, DPC, 25x50mm strutting, galvanised joist hangers, cut in and primed, remove spoil. | Floor:Renew softwood upper floor comprising 22mm square edge boards ne 50x175mm joists and ne 50x100mm wall plates including damp proof course, 25x50mm strutting, all in pretreated timber, complete with galvanised joist hangers, cut and primed in, including trimming to openings and remove waste and debris. | 115.8818
301129 |  | R | N | Y | N | JR | FLOOR:CONSTRUCT SOFTWOOD FLOOR | Carpentry and Joinery | Floors, Roofs and Partitions | Floors | SM | 91.2128 | Floor:Construct softwood floor comprising 22mm floorboards, ne 50x125mm joists and ne 50x100mm wall plates, DPC, galvanised joist hangers, cut and primed in, remove spoil. | Floor:Construct softwood floor comprising 22mm square edge boards, ne 50x125mm joists and ne 50x100mm wall plates including damp proof course, in pretreated timber, complete with galvanised joist hangers, cut and primed in and remove waste and debris. | 91.2128
301131 |  | R | N | Y | N | JR | FLOOR:CONSTRUCT SOFTWOOD UPPER FLOOR | Carpentry and Joinery | Floors, Roofs and Partitions | Floors | SM | 96.4257 | Floor:Construct softwood upper floor comprising 22mm floor boards, ne 50x175mm joists and ne 50x100mm wall plates, DPC, 25x50mm strutting, trimming openings, joists hangers, remove spoil. | Floor:Construct softwood upper floor comprising 22mm square edge boards, ne 50x175mm joists and ne 50x100mm wall plates including damp proof course, 25x50mm strutting, all in pretreated timber, including trimming to openings in pretreated timber, complete with galvanised joists hangers, cut and primed in and remove waste and debris. | 96.4257
301201 |  | R | N | N | N | JR | FLOOR:STRIP OUT TIMBER FLOOR | Specialist Treatments | Fungus and Beetle Eradication and DPC Works | Floor Renewals | SM | 18.3433 | Floor:Strip out defective timber floor complete with any redundant service installation attached or passing through floor in conjunction with DPC wall treatment and remove waste and debris. | Floor:Strip out defective timber floor complete with any redundant service installation attached or passing through floor in conjunction with damp proof course wall treatment and remove waste and debris. | 18.3433
301203 |  | R | N | N | N | JR | FLOOR:CLEAR ALL DEBRIS FROM VOID | Specialist Treatments | Fungus and Beetle Eradication and DPC Works | Floor Renewals | CM | 55.0303 | Floor:Clear all existing debris from under floor void in conjunction with DPC wall treatment and remove waste and debris. | Floor:Clear all existing debris from under floor void in conjunction with damp proof course wall treatment and remove waste and debris. | 55.0303
301205 |  | R | N | N | N | JR | FLOOR:CUT BACK END ROTTED JOISTS NE 150MM | Specialist Treatments | Fungus and Beetle Eradication and DPC Works | Floor Renewals | NO | 10.5379 | Floor:Remove remnants of any joists ne 150mm deep and other timber from walls and brick up any pockets remaining and remove waste and debris. | Floor:Remove remnants of any joists ne 150mm deep and other timber from walls and brick up any pockets remaining and remove waste and debris. | 10.5379
301207 |  | R | N | N | N | JR | FLOOR:CUT BACK END ROTTED JOISTS NE 300MM | Specialist Treatments | Fungus and Beetle Eradication and DPC Works | Floor Renewals | NO | 14.4874 | Floor:Remove remnants of any joists and other timbers over 150 and ne 300mm deep from walls and brick up any pockets remaining and remove waste and debris. | Floor:Remove remnants of any joists and other timbers over 150 and ne 300mm deep from walls and brick up any pockets remaining and remove waste and debris. | 14.4874
301301 |  | R | N | Y | N | JR | PARTITION:ERECT TIMBER STUD AND PLASTERBOARD BF | Carpentry and Joinery | Floors, Roofs and Partitions | Wall or Partitions | SM | 100.3171 | Partition:Erect or renew stud partition comprising ne 50x100mm members fixed to walls, pack out, scribe, 12.5mm taper edged plasterboard scrim jointed and all labours to both faces. | Partition:Supply and erect or renew stud partition comprising ne 50x100mm sole and head plate, noggins and studs and any additional support timber as necessary for fixing of sanitary appliances, kitchen etc., fixed with nails or plugged and screwed to walls, pack out and scribe, 12.5mm taper edged plasterboard scrim jointed and all labours to both faces. | 100.3171
301303 |  | R | N | Y | N | JR | PARTITION:ERECT TIMBER STUD PLASTERBOARD SKIM BF | Carpentry and Joinery | Floors, Roofs and Partitions | Wall or Partitions | SM | 108.9962 | Partition:Erect or renew stud partition comprising ne 50x100mm members fixed to walls, pack out and scribe, 12.5mm butt jointed plasterboard and 3mm plaster skim coat and all labours to both faces. | Partition:Supply and erect or renew stud partition comprising ne 50x100mm sole and head plate, noggins and studs and any additional support timber as necessary for fixing of sanitary appliances, kitchen etc., fixed with nails or plugged and screwed to walls, pack out and scribe, 12.5mm butt jointed plasterboard and 3mm plaster skim coat and all labours to both faces. | 108.9962
301305 |  | R | N | Y | N | JR | PARTITION:INSTALL INSULATION INFILL NE 100MM | Carpentry and Joinery | Floors, Roofs and Partitions | Wall or Partitions | SM | 5.5758 | Partition:Supply and install insulation infill ne 100mm thick to stud partition. | Partition:Supply and install insulation infill ne 100mm thick to stud partition. | 5.5758
301307 |  | R | N | Y | N | JR | PARTITION:INSTALL SOUND INFILL 75M | Carpentry and Joinery | Floors, Roofs and Partitions | Wall or Partitions | SM | 21.1028 | Partition:Supply and install sound insulation infill 75mm thick to stud partition. | Partition:Supply and install sound insulation infill 75mm thick to stud partition. | 21.1028
301311 |  | R | N | Y | N | JR | PARTITION:ERECT METAL STUD AND PLASTERBOARD BF | Carpentry and Joinery | Floors, Roofs and Partitions | Wall or Partitions | SM | 62.1901 | Partition:Supply and erect or renew proprietary metal stud partition, sole, head plate, noggins, studs, 12.5mm taper edged plasterboard scrim jointed, all labours to both faces, remove waste/debris. | Partition:Supply and erect or renew proprietary metal stud partition comprising sole and head plate, noggins and studs and any additional support members as necessary for fixing of sanitary appliances, kitchen etc., fixed with nails or plugged and screwed to walls, pack out and scribe, 12.5mm taper edged plasterboard scrim jointed and all labours to both faces. | 62.1901
301313 |  | R | N | Y | N | JR | PARTITION:METAL STUD PLASTERBOARD SKIM BF | Carpentry and Joinery | Floors, Roofs and Partitions | Wall or Partitions | SM | 70.9861 | Partition:Erect or renew proprietary metal stud system fixed to walls, 12.5mm plasterboard and 3mm plaster skim coat and all labours to both faces. | Partition:Supply and erect or renew proprietary metal stud partition comprising sole and head plate, noggins and studs and any additional support members as necessary for fixing of sanitary appliances, kitchen etc., fixed with nails or plugged and screwed to walls, pack out and scribe, 12.5mm butt jointed plasterboard and 3mm plaster skim coat and all labours to both faces. | 70.9861
301315 |  | R | N | Y | N | JR | PARTITION:FILL IN OPENING IN TIMBER STUDDING | Carpentry and Joinery | Floors, Roofs and Partitions | Wall or Partitions | SM | 115.3998 | Partition:Fill in existing opening in stud partition with ne 50x100mm members fixed to walls, pack out, scribe, 12.5mm taper edged plasterboard scrim jointed, labours, skirting to both faces. | Partition:Fill in existing opening in stud partition with ne 50x100mm sole and head plate, noggins and studs fixed with nails or plugged and screwed to walls, pack out and scribe, 12.5mm taper edged plasterboard scrim jointed and all labours and provide skirting to match existing to both faces. | 115.3998
301317 |  | R | N | Y | N | JR | PARTITION:FORM OPENING IN TIMBER STUDDING | Carpentry and Joinery | Floors, Roofs and Partitions | Wall or Partitions | IT | 142.227 | Partition:Cut or form opening in plastered stud partition, frame up opening with 50x100mm members fixed to walls, make good plasterboard, 3mm skim coat, extend flooring make good, remove spoil. | Partition:Cut and form opening in existing stud partition plastered both sides, frame up opening with 50x100mm head plate, noggins and studs fixed with nails or plugged and screwed to walls, pack out and scribe, make good plasterboard and 3mm plaster skim coat, extend flooring through opening on bearers, make good all works disturbed and remove waste and debris. | 142.227
301319 |  | R | N | Y | N | JR | PARTITION:EXTEND OPENING IN TIMBER STUDDING | Carpentry and Joinery | Floors, Roofs and Partitions | Wall or Partitions | IT | 62.7751 | Partition:Take out existing door lining, cut, form extended opening ne 1.00sm in existing stud partition plastered both sides, additional stud members, make good, remove waste and debris. | Partition:Take out existing door lining, cut and form extended opening ne 1.00sm in existing stud partition plastered both sides, square up opening jambs and head with 50x100mm sawn softwood, make good plasterboard and 3mm plaster skim coat, extend flooring through opening on bearers, make good all works disturbed and remove waste and debris. | 62.7751
301321 |  | R | N | Y | N | JR | PARTITION:DEMOLISH | Carpentry and Joinery | Floors, Roofs and Partitions | Wall or Partitions | SM | 21.2332 | Partition:Demolish existing softwood framed, plasterboard or other sheet finishing to both sides partition, disconnect electrical works, disconnect sanitary fittings etc, make good, remove debris. | Partition:Demolish existing softwood framed, plasterboard or other sheet finishing to both sides partition, disconnect any electrical cabling, switches, sockets in partition, disconnect any sanitary fittings etc. attached to partition, make good all finishes disturbed, remove waste and debris. | 21.2332
301401 |  | R | N | Y | N | JR | LARDER:REMOVE AND REFIX INSITU LARDER | Specialist Treatments | Fungus and Beetle Eradication and DPC Works | Wall or Partition Renewals | IT | 61.4389 | Larder:Remove, set aside, store and later refix built insitu, studded larder or storage unit in conjunction with specialist treatment, reinstate unit, make good. | Larder:Remove, set aside, store and later refix built insitu, studded larder or storage unit in conjunction with specialist treatment, reinstate entire unit including make good any damage caused whilst dismantling and remove waste and debris. | 61.4389
301403 |  | R | N | Y | N | JR | WALL:RENEW NON LOAD PARTITION | Specialist Treatments | Fungus and Beetle Eradication and DPC Works | Wall or Partition Renewals | SM | 125.4843 | Wall:Renew any non structural partition with softwood studding skim coated 12.5m plasterboard both sides, and skirting, refix any fittings, make good, in conjunction with specialist treatment. | Wall:Renew any non structural partition with softwood studding faced both sides with skim coated 12.5m plasterboard and skirting, refix any fittings, make good to adjacent surfaces, all in conjunction with specialist treatment and remove waste and debris. | 125.4843
303001 |  | R | N | Y | N | JR | FASCIA:RENEW IN SOFTWOOD NE 300MM | Carpentry and Joinery | Fascia, Soffit and Bargeboards | Fascias, Soffit and Bargeboards - Timber | LM | 68.3316 | Fascia/Barge:Renew fascia or barge with treated softwood, ne 300mm wide, fixed to roof timbers, remove, refix rainwater goods and any cabling, adjust roof tiles and felt, decorate. | Fascia/Barge:Renew fascia or barge with preservative treated softwood, ne 300mm wide, fixed to roof timbers, apply preservative to cut ends, including for any shaping to junction with bargeboard, remove and refix rainwater goods and any cabling, adjust roof tiles and felt, renewal of any support battens and all mitred joints and decorate to match existing and remove waste and debris. | 68.3316
303003 |  | R | N | Y | N | JR | FASCIA:RENEW IN WBP PLYWOOD NE 300MM | Carpentry and Joinery | Fascia, Soffit and Bargeboards | Fascias, Soffit and Bargeboards - Timber | LM | 71.561 | Fascia/Barge:Renew fascia or barge with WPB plywood, ne 300mm wide, fixed to roof timbers, remove, refix rainwater goods and any cabling, adjust roof tiles and felt, decorate. | Fascia/Barge:Renew fascia or barge with WPB external quality plywood, ne 300mm wide fixed to roof timbers, apply preservative to cut ends, including for any shaping to junction with bargeboard remove and refix rainwater goods and any cabling, adjust roof tiles and felt, renewal of any support battens and all mitred joints and decorate to match existing and remove waste and debris. | 71.561
303005 |  | R | N | Y | N | JR | FASCIA:RENEW IN PVCU NE 300MM | Carpentry and Joinery | Fascia, Soffit and Bargeboards | Fascias, Soffits and Bargeboards - PVCu | LM | 56.9234 | Fascia/Barge:Renew fascia or bargeboard with proprietary PVCu board ne 300mm wide fixed to roof timbers, remove, refix rainwater goods and any cabling, adjust roof tiles and felt. | Fascia/Barge:Renew fascia or bargeboard with proprietary PVCu board ne 300mm wide fixed to roof timbers, remove and refix rainwater goods and any cabling, remove existing board, adjust roof tiles and felt, renewal of any support battens and all joints, including all cutting and packing to ensure line and level and remove waste and debris. | 56.9234
303006 |  | R | N | Y | N | JR | SOFFIT:RENEW IN SOFTWOOD NE 300MM | Carpentry and Joinery | Fascia, Soffit and Bargeboards | Fascias, Soffit and Bargeboards - Timber | LM | 53.8811 | Soffit:Renew soffit board with treated softwood ne 300mm wide including renew noggins as necessary fixed to roof timbers and refix cables and decorate to match existing and remove waste and debris. | Soffit:Renew soffit board with treated softwood ne 300mm wide including renew noggins as necessary fixed to roof timbers and refix cables and decorate to match existing and remove waste and debris. | 53.8811
303007 |  | R | N | Y | N | JR | SOFFIT:RENEW IN SOFTWOOD NE 450MM | Carpentry and Joinery | Fascia, Soffit and Bargeboards | Fascias, Soffit and Bargeboards - Timber | LM | 68.6353 | Soffit:Renew soffit board with treated softwood ne 450mm wide including renew noggins as necessary fixed to roof timbers and refix cables and decorate to match existing. | Soffit:Renew soffit board with treated softwood over 300mm and ne 450mm wide including renew noggins as necessary fixed to roof timbers and refix cables and decorate to match existing and remove waste and debris. | 68.6353
303008 |  | R | N | Y | N | JR | SOFFIT:RENEW IN PLYWOOD NE 300MM | Carpentry and Joinery | Fascia, Soffit and Bargeboards | Fascias, Soffit and Bargeboards - Timber | LM | 57.5669 | Soffit:Renew soffit board with WPB plywood ne 300mm wide including renew noggins as necessary fixed to roof timbers and refix cables and decorate to match existing and remove waste and debris. | Soffit:Renew soffit board with WPB plywood ne 300mm wide including renew noggins as necessary fixed to roof timbers and refix cables and decorate to match existing and remove waste and debris. | 57.5669
303009 |  | R | N | Y | N | JR | SOFFIT:RENEW IN PLYWOOD NE 450MM | Carpentry and Joinery | Fascia, Soffit and Bargeboards | Fascias, Soffit and Bargeboards - Timber | LM | 71.7948 | Soffit:Renew soffit board with WPB plywood ne 450mm wide including renew noggins as necessary fixed to roof timbers and refix cables and prepare for redecoration, and remove waste and debris. | Soffit:Renew soffit board with WPB plywood over 300mm and ne 450mm wide including renew noggins as necessary fixed to roof timbers and refix cables and decorate to match existing and remove waste and debris. | 71.7948
303010 |  | R | N | Y | N | JR | SOFFIT:RENEW IN MASTERBOARD NE 300MM | Carpentry and Joinery | Fascia, Soffit and Bargeboards | Fascias, Soffit and Bargeboards - Timber | LM | 76.8836 | Soffit:Renew soffit board with Masterboard ne 300mm wide including renew noggins as necessary fixed to roof timbers and refix cables and decorate to match existing and remove waste and debris. | Soffit:Renew soffit board with Masterboard ne 300mm wide including renew noggins as necessary fixed to roof timbers and refix cables and decorate to match existing and remove waste and debris. | 76.8836
303011 |  | R | N | Y | N | JR | SOFFIT:RENEW IN MASTERBOARD NE 450MM | Carpentry and Joinery | Fascia, Soffit and Bargeboards | Fascias, Soffit and Bargeboards - Timber | LM | 101.9222 | Soffit:Renew soffit board with Masterboard ne 450mm wide including renew noggins as necessary fixed to roof timbers and refix cables and decorate to match existing. | Soffit:Renew soffit board with Masterboard over 300mm and ne 450mm wide including renew noggins as necessary fixed to roof timbers and refix cables and decorate to match existing and remove waste and debris. | 101.9222
303012 |  | R | N | Y | N | JR | SOFFIT:RENEW IN PVCU NE 150MM | Carpentry and Joinery | Fascia, Soffit and Bargeboards | Fascias, Soffits and Bargeboards - PVCu | LM | 32.0364 | Soffit:Renew soffit board with PVCu board ne 150mm wide including remove existing, renew noggins as necessary and fix new board to roof timbers and refix cables and remove waste and debris. | Soffit:Renew soffit board with PVCu board ne 150mm wide including remove existing, renew noggins as necessary and fix new board to roof timbers and refix cables and remove waste and debris. | 32.0364
303013 |  | R | N | Y | N | JR | SOFFIT:RENEW IN PVCU NE 450MM | Carpentry and Joinery | Fascia, Soffit and Bargeboards | Fascias, Soffits and Bargeboards - PVCu | LM | 50.7101 | Soffit:Renew soffit board with PVCu board ne 450mm wide including remove existing, renew noggins as necessary and fix new board to roof timbers and refix cables and remove waste and debris. | Soffit:Renew soffit board with PVCu board over 300mm and ne 450mm wide including remove existing, renew noggins as necessary and fix new board to roof timbers and refix cables and remove waste and debris. | 50.7101
303014 |  | R | N | Y | N | JR | SOFFIT:RENEW IN PVCU NE 300MM | Carpentry and Joinery | Fascia, Soffit and Bargeboards | Fascias, Soffits and Bargeboards - PVCu | LM | 41.2913 | Soffit:Renew soffit board with PVCu board over 150mm ne 300mm wide including remove existing, renew noggins as necessary and fix new board to roof timbers and refix cables and remove waste and debris. | Soffit:Renew soffit board with PVCu board over 150mm and ne 300mm wide including remove existing, renew noggins as necessary and fix new board to roof timbers and refix cables and remove waste and debris. | 41.2913
303015 |  | U | N | N | Y | JR | FASCIA/SOFFIT/BARGE:REFIX | Carpentry and Joinery | Fascia, Soffit and Bargeboards | Fascias, Soffit and Bargeboards - Timber | LM | 55.3796 | Fascia/Soffit/Barge:Refix any size fascia, soffit or bargeboard to existing roof timbers including remove, refix rainwater goods, cabling, renewal of support battens, all cutting, packing, make good. | Fascia/Soffit/Barge:Refix any size fascia, soffit or bargeboard to existing roof timbers including remove and refix rainwater goods and cabling as necessary, renewal of support battens, all cutting and packing and make good decorations. | 55.3796
303016 |  | R | N | Y | N | JR | SOFFIT:PROVIDE PVCU VENT STRIP | Carpentry and Joinery | Fascia, Soffit and Bargeboards | Fascias, Soffits and Bargeboards - PVCu | LM | 15.2457 | Soffit:Supply and install PVCu ventilation strip to eaves soffit in conjunction with soffit renewal, remove waste and debris. | Soffit:Supply and install PVCu ventilation strip to eaves soffit in conjunction with soffit renewal, remove waste and debris. | 15.2457
303017 |  | R | N | Y | N | JR | BOXED END:RENEW TO FASCIA AND SOFFIT | Carpentry and Joinery | Fascia, Soffit and Bargeboards | Fascias, Soffit and Bargeboards - Timber | NO | 89.8252 | Boxed End:Renew boxed end to fascia and soffit including renew timber supports, new WPB plywood soffit, fascia etc, all cutting shaping, jointing to existing fascias, soffits etc, decorate. | Boxed End:Renew boxed end to fascia and soffit including renewing as required timber supports, new WPB plywood soffit, fascia etc. and all cutting and shaping and jointing to existing fascias, soffits etc., and decorate to match existing and remove waste and debris. | 89.8252
303019 |  | R | N | Y | N | JR | BOXED END:RENEW IN PVCU TO FASCIA AND SOFFIT | Carpentry and Joinery | Fascia, Soffit and Bargeboards | Fascias, Soffits and Bargeboards - PVCu | NO | 87.5671 | Boxed End:Renew boxed end to fascia and soffit including renew timber supports with proprietary PVCu board soffit, fascia etc, all cutting and shaping, jointing to existing fascias, soffits. | Boxed End:Renew boxed end to fascia and soffit including renewing as required timber supports, new proprietary PVCu board soffit, fascia etc. and all cutting and shaping and jointing to existing fascias, soffits etc. and remove waste and debris. | 87.5671
303101 |  | R | N | Y | N | JR | GUTTER:RENEW NE 150X100MM TIMBER | Carpentry and Joinery | Rainwater Gutters - Timber | Rainwater Gutters - Timber | LM | 69.8274 | Gutter:Renew in ne 150x100mm moulded timber gutter including support brackets fixed to fascia, all cutting, make joints, line, level and connections to existing guttering. | Gutter:Renew in ne 150x100mm moulded timber gutter including support brackets fixed to fascia, all cutting, make joints, line, level and connections to existing guttering and remove waste and debris. | 69.8274
303102 |  | U | N | N | Y | JR | GUTTER:REALIGN TIMBER GUTTER | Carpentry and Joinery | Rainwater Gutters - Timber | Rainwater Gutters - Timber | LM | 30.5929 | Gutter:Take down any timber gutter, remove and refix brackets to fascia and refix gutter to brackets including all angles, outlets, stop ends and remake all joints and remove waste and debris. | Gutter:Take down any timber gutter, remove and refix brackets to fascia and refix gutter to brackets including all angles, outlets, stop ends and remake all joints and remove waste and debris. | 30.5929
303103 |  | R | N | Y | N | JR | GUTTER:FORM STOP END | Carpentry and Joinery | Rainwater Gutters - Timber | Rainwater Gutters - Timber | NO | 24.5223 | Gutter:Form stop end to timber gutter. | Gutter:Form stop end to timber gutter. | 24.5223
303104 |  | R | N | Y | N | JR | GUTTER:FORM OUTLET | Carpentry and Joinery | Rainwater Gutters - Timber | Rainwater Gutters - Timber | NO | 82.6681 | Gutter:Cut hole in timber gutter, form outlet and fix nozzle/spitter. | Gutter:Cut hole in timber gutter, form outlet and fix nozzle spitter. | 82.6681
303105 |  | U | N | N | Y | JR | GUTTER:RENEW CAST IRON BRACKET TO TIMBER GUTTER | Carpentry and Joinery | Rainwater Gutters - Timber | Rainwater Gutters - Timber | NO | 44.2632 | Gutter:Renew cast iron bracket of any profile including remaking joints and line and level and remove waste and debris. | Gutter:Renew cast iron bracket of any profile including remaking joints and line and level and remove waste and debris. | 44.2632
303106 |  | U | N | N | Y | JR | GUTTER:RENEW TIMBER BRACKET | Carpentry and Joinery | Rainwater Gutters - Timber | Rainwater Gutters - Timber | NO | 27.8751 | Gutter:Renew timber bracket of any profile including remaking joints and line and level and remove waste and debris. | Gutter:Renew timber bracket of any profile including remaking joints and line and level and remove waste and debris. | 27.8751
305101 |  | R | N | N | N | JR | FLOORING:RENEW IN 19MM PLYWOOD | Carpentry and Joinery | Flooring | Flooring - Rigid Sheet - WPB Plywood | SM | 59.5651 | Flooring:Renew any flooring with 19mm WBP plywood including denail joists, clear debris, punch in nails, level to existing and make good including additional noggins and support battens as necessary. | Flooring:Renew any flooring with 19mm WBP plywood including denail joists, remove waste and debris, punch in nails, level to existing and make good including additional noggins and support battens as required. | 59.5651
305103 |  | R | N | N | N | JR | FLOORING:RENEW IN 6MM PLYWOOD | Carpentry and Joinery | Flooring | Flooring - Rigid Sheet - WPB Plywood | SM | 31.5774 | Flooring:Renew any flooring with 6mm WBP plywood including denail joists, clear debris, punch in nails, level to existing and make good including additional noggins and support battens as necessary. | Flooring:Renew any flooring with 6mm WBP plywood including denail joists, remove waste and debris, punch in nails, level to existing and make good including additional noggins and support battens as required. | 31.5774
305105 |  | R | N | N | N | JR | FLOORING:SUPPLY AND LAY 4MM PLYWOOD | Carpentry and Joinery | Flooring | Flooring - Rigid Sheet - WPB Plywood | SM | 32.8995 | Flooring:Supply and lay 4mm WBP plywood nailed to existing floorboard at 150mm centres with wired nails and level as necessary. | Flooring:Supply and lay 4mm WBP plywood nailed to existing floorboard at 150mm centres with wired nails and level as necessary. | 32.8995
305107 | New | R | N | N | N | JR | FLOORING:RENEW IN 12MM PLYWOOD | Carpentry and Joinery | Flooring | Flooring - Rigid Sheet - WPB Plywood | SM | 47.4374 | Flooring:Renew any flooring with 12mm WBP plywood including denail joists, clear debris, punch in nails, level to existing and make good including additional noggins and support battens as necessary. | Flooring:Renew any flooring with 12mm WBP plywood including denail joists, remove waste and debris, punch in nails, level to existing and make good including additional noggins and support battens as required. | 47.4374
305301 |  | R | N | N | N | JR | FLOORING:RENEW IN 19MM CHIPBOARD | Carpentry and Joinery | Flooring | Flooring - Rigid Sheet - Flooring Grade Chipboard | SM | 38.8912 | Flooring:Renew any flooring with 19mm flooring grade V313 waterproof chipboard, denail joists, remove spoil, punch in nails, level to existing, make good, additional noggins/support battens. | Flooring:Renew any flooring with 19mm flooring grade V313 waterproof chipboard including denail joists, remove waste and debris, punch in nails, level to existing and make good including additional noggins and support battens as necessary. | 38.8912
305303 |  | R | N | N | N | JR | FLOORING:RENEW IN INSULATED CHIPBOARD | Carpentry and Joinery | Flooring | Flooring - Rigid Sheet - Flooring Grade Chipboard | SM | 48.3214 | Flooring:Renew any flooring with flooring grade V313 waterproof insulating chipboard, denail joists, remove spoil, punch in nails, level to existing, make good, additional noggins/battens. | Flooring:Renew any flooring with flooring grade V313 waterproof insulating chipboard including denail joists, remove waste and debris, punch in nails and level to existing and make good including additional noggins and support battens necessary. | 48.3214
305501 |  | R | N | N | N | JR | FLOORING:SUPPLY AND LAY 3.2MM HARDBOARD | Carpentry and Joinery | Flooring | Flooring - Rigid Sheet - Hardboard | SM | 12.1291 | Flooring:Supply and lay 3.2mm flooring grade hardboard nailed to existing floorboard at 150mm centres with wired nails and level as necessary. | Flooring:Supply and lay 3.2mm flooring grade hardboard nailed to existing floorboard at 150mm centres with wired nails and level as necessary. | 12.1291
305503 |  | R | N | N | N | JR | FLOORING:SUPPLY AND LAY 4MM HARDBOARD | Carpentry and Joinery | Flooring | Flooring - Rigid Sheet - Hardboard | SM | 12.7141 | Flooring:Supply and lay 4mm flooring grade hardboard nailed to existing floorboard at 150mm centres with wired nails and level as necessary, remove waste and debris. | Flooring:Supply and lay 4mm flooring grade hardboard nailed to existing floorboard at 150mm centres with wired nails and level as necessary, remove waste and debris. | 12.7141
305701 |  | U | Y | N | Y | JR | FLOORBOARD:RENEW ANY TYPE NE 1.0SM | Carpentry and Joinery | Flooring | Flooring - Timber Board | IT | 62.8336 | Floorboard:Renew to match existing flooring with 19mm T and G or square edged flooring in area ne 1.00sm, denail joists, punch in nails, level to existing, extra noggins, make good, remove debris. | Floorboard:Renew to match existing any flooring with 19mm tongued and grooved or square edged flooring in patch ne 1.00sm, including denail joists, remove waste and debris, punch in nails, level to existing and make good including any extra support noggins required. | 62.8336
305702 |  | U | N | N | Y | JR | FLOORBOARD:RENEW SINGLE | Carpentry and Joinery | Flooring | Flooring - Timber Board | LM | 9.6425 | Floorboard:Renew to match existing any single isolated floorboard with 19mm T + G or square edged flooring, denail joists, punch in nails, level level to existing, make good, remove waste and debris. | Floorboard:Renew to match existing any single isolated floorboarding with 19mm tongued and grooved or square edged flooring, including denail joists, remove waste and debris, punch in nails, level to existing and make good including any extra support noggins required. | 9.6425
305703 |  | R | N | N | N | JR | FLOORBOARD:RENEW ANY TYPE OVER 1.0SM | Carpentry and Joinery | Flooring | Flooring - Timber Board | SM | 60.0541 | Floorboard:Renew to match existing looring with 19mm T and G or square edged flooring, denail joists, punch in nails, level to existing, extra support noggins, make good, and remove waste and debris. | Floorboard:Renew to match existing any flooring with 19mm tongued and grooved or square edged flooring in area over 1.00sm including denail joists, remove waste and debris, punch in nails, level to existing and make good including any extra support noggins required. | 60.0541
305704 |  | U | N | N | Y | JR | FLOORBOARDS:REMOVE AND REFIX AREA | Carpentry and Joinery | Flooring | Flooring - Timber Board | SM | 23.6981 | Floorboard:Remove and later refix any area of boards, including denail joists, remove waste and debris, punch in nails, level to existing and make good including any extra support noggins required. | Floorboard:Remove and later refix any area of boards, including denail joists, remove waste and debris, punch in nails, level to existing and make good including any extra support noggins required. | 23.6981
305705 |  | U | N | N | Y | JR | FLOORBOARD:REMOVE AND REFIX SINGLE BOARD | Carpentry and Joinery | Flooring | Flooring - Timber Board | LM | 5.8514 | Floorboard:Remove and later refix any boards, including denail joists and remove waste and debris, punch in nails, level to existing and make good including any extra support noggins required. | Floorboard:Remove and later refix any boards, including denail joists and remove waste and debris, punch in nails, level to existing and make good including any extra support noggins required. | 5.8514
305706 |  | U | N | N | Y | JR | FLOORBOARD:SCREW DOWN PER ROOM | Carpentry and Joinery | Flooring | Flooring - Timber Board | IT | 12.8714 | Floorboard:Screw down any width loose floorboards in any room including providing fixing batten to side of joist where end of board is unsupported (per room). | Floorboard:Screw down any width loose floorboards in any room including providing fixing batten to side of joist where end of board is unsupported (Per Room). | 12.8714
305709 |  | R | N | Y | N | JR | FLOORING:APPLY 2 COATS PRESERVATIVE | Carpentry and Joinery | Flooring | Flooring - Timber Board | SM | 6.9278 | Flooring:Prepare and brush apply two coats of approved preservative to general surfaces of flooring. | Preservative:Prepare and brush apply two coats of approved preservative to general surfaces of flooring. | 6.9278
305803 |  | R | N | Y | N | JR | FLOOR:TREAT FLOOR INSECTICIDE 10% RENEWAL | Specialist Treatments | Timber Treatment | Flooring Treatment | SM | 47.431 | Floor:Take up any type floorboards and treat with insecticide all floorboards, joists, plates, bridging and other floor timbers, on completion refix floorboards up to 10% floorboard renewal. | Floor:Take up any type floorboards and treat with insecticide all floorboards, joists, plates, bridging and other floor timbers, on completion refix floorboards including upto 10% floorboard renewal. | 47.431
305804 |  | R | N | Y | N | JR | DWELLING:TREAT FLOOR INSECTICIDE | Specialist Treatments | Timber Treatment | Flooring Treatment | IT | 1312.0142 | Dwelling:Take up all floorboards of any type, treat with insecticide all floorboards, joists, plates, bridging, other timbers, on completion refix floorboards up to 10% floorboard renewal. | Dwelling:Take up all floorboards of any type, treat with insecticide all floorboards, joists, plates, bridging, other timbers, on completion refix floorboards including upto 10% floorboard renewal and remove waste and debris. | 1312.0142
305805 |  | R | N | Y | N | JR | FLOOR:TREAT FLOOR PRESERVATIVE | Specialist Treatments | Timber Treatment | Flooring Treatment | SM | 62.93 | Floor:Remove any type of floorboards and treat with three full brush coats of preservative to BS 5707 Type F, all floorboards, joists, plates, etc, refix floorboards over 10% floorboard renewal. | Floor:Remove any type of floorboards and treat with three full brush coats of preservative to BS 5707 Type F all floorboards, joists, plates, bridging and other floor timbers, on completion refix floorboards including over 10% floorboard renewal and remove waste and debris. | 62.93
305806 |  | R | N | Y | N | JR | DWELLING:TREAT FLOOR PRESERVATIVE | Specialist Treatments | Timber Treatment | Flooring Treatment | IT | 1439.8263 | Dwelling:Take up all floorboards of any type, treat with 3 coats of preservative to BS 5707 Type F, all floorboards, joists, plates, etc, refix floorboards up to 10% floorboard renewal. | Dwelling:Take up all floorboards of any type, treat with 3 coats of preservative to BS 5707 Type F, all floorboards, joists, plates, bridging, other timbers, on completion refix floorboards including upto 10% floorboard renewal and remove waste and debris. | 1439.8263
305808 |  | R | N | Y | N | JR | DWELLING:PRESERVATIVE GUARANTEE | Specialist Treatments | Timber Treatment | Flooring Treatment | IT | 87.75 | Dwelling:Provision of 30 year insurance backed guarantee for floor preservation treatment. | Dwelling:Provision of 30 year insurance backed guarantee for floor preservation treatment. | 87.75
305820 |  | R | N | Y | N | JR | DWELLING:TIMBER TREATMENT | Specialist Treatments | Timber Treatment | Flooring Treatment | IT | 1075.1928 | Dwelling:Take up 20% of floorboards as necessary to any size dwelling to facilitate access for timber preservative treatment by Specialist, refix floorboards, allow for up to 50% renewal. | Dwelling:Take up 20% of floorboards as necessary to dwelling to facilitate access for timber preservative treatment by Specialist, refix floorboards, allow for upto 50% renewal as required, punch in nail heads, nail down loose boards, clean off on completion and remove waste and debris. | 1075.1928
305822 |  | R | N | Y | N | JR | ROOF:CHEMICAL TREAT TIMBER | Specialist Treatments | Timber Treatment | Roof Treatment | IT | 257.0408 | Roof:Remove and set aside Tenants personal affects stored items, insulation in loft area, pressure spray apply approved chemical wood preservative, to timber, reinstate, remove waste and debris. | Roof:Remove and set aside tenants personal affects and stored items in loft area, lift and set aside all roof insulation, clean down all timbers to remove surface dust and debris, treat all accessible structural timbers with pressure spray applications of approved chemical wood preservative, leave all areas clean and tidy on completion, relay roof insulation, reinstate tenants affects and stored items and remove waste and debris. | 257.0408
305824 |  | R | N | N | N | JR | ROOF:PRESERVATIVE GUARANTEE | Specialist Treatments | Timber Treatment | Roof Treatment | IT | 87.75 | Roof:Provision of 30 year insurance backed guarantee for roof timber preservation treatment. | Roof:Provision of 30 year insurance backed guarantee for roof timber preservation treatment. | 87.75
305832 |  | R | N | Y | N | JR | DWELLING:WOODWORM TREATMENT | Specialist Treatments | Timber Treatment | Flooring Treatment | IT | 1730.7906 | Dwelling:Take up 20% of floorboards as necessary to any size dwelling to facilitate access, undertake woodworm treatment by approved Sub-Contractor, refix floorboards, allow for up to 50% renewal. | Dwelling:Take up floorboards as necessary to facilitate access for, and undertake woodworm treatment by approved Sub-Contractor, remove and set aside tenants personal affects and store items in loft area, lift and set aside all roof insulation, clean down all timbers to remove surface dust and debris, undertake woodworm treatment by approved Sub-Contractor,leave all areas clean and tidy on completion, relay roof insulation, reinstate tenants affects and stored items, refix floorboards, allow for 10% renewal as required, punch in nail heads, nail down loose boards, clean off on completion, and remove waste and debris. | 1730.7906
305834 |  | R | N | N | N | JR | DWELLING:WOODWORM GUARANTEE | Specialist Treatments | Timber Treatment | Flooring Treatment | IT | 87.75 | Dwelling:Provision of 30 year insurance backed guarantee for woodworm treatment. | Dwelling:Provision of 30 year insurance backed guarantee for woodworm treatment. | 87.75
305836 |  | R | N | Y | N | JR | ROOF:WOODWORM TIMBER | Specialist Treatments | Timber Treatment | Roof Treatment | IT | 760.5 | Roof:Remove and set aside Tenants personal affects stored items, insulation in loft area, undertake woodworm treatment by approved Sub-Contractor to accessible structural timbers, reinstate. | Roof:Remove and set aside tenants personal affects and stored items in loft area, lift and set aside all roof insulation, clean down all timbers to remove surface dust and debris, undertake woodworm treatment by approved Sub-Contractor to accessible structural timbers, leave all areas clean and tidy on completion, relay roof insulation, reinstate tenants affects and stored items and remove waste and debris. | 760.5
305838 |  | R | N | N | N | JR | ROOF:WOODWORM GUARANTEE | Specialist Treatments | Timber Treatment | Roof Treatment | IT | 87.75 | Roof:Provision of 30 year insurance backed guarantee for roof timber woodworm treatment. | Roof:Provision of 30 year insurance backed guarantee for roof timber woodworm treatment. | 87.75
305905 |  | R | N | Y | N | JR | JOIST ENDS:DEEP PASTE TREATMENT | Specialist Treatments | Timber Treatment | Deep Paste Treatment | NO | 19.8121 | Joist Ends:Take up existing floor boarding as necessary, set aside for reuse, take out joist, apply deep paste treatment end of joists, refix joist, relay boarding (msd per joist). | Joist Ends:Take up existing floor boarding as necessary, set aside for reuse, take out existing joist, apply deep paste treatment to one end of joist, refix joist, relay floor boarding and remove waste and debris. | 19.8121
306001 |  | R | N | Y | N | JR | FLOORING:RENEW WOOD BLOCK NE 2.0SM | Carpentry and Joinery | Flooring | Flooring - Wood Block | IT | 199.5963 | Flooring:Renew wood block floor in patches ne 2.00sm, take up existing, lay new 25mm thick flooring with T and G joints fixed with adhesive laid to herring bone pattern, make good. | Flooring:Renew wood block floor in patches ne 2.00sm including take up existing and clear away, lay new 25mm thick flooring with tongued and grooved joints fixed with adhesive and laid to herring bone pattern including make good at junction with existing finishes and remove waste and debris. | 199.5963
306003 |  | R | N | Y | N | JR | FLOORING:RENEW WOOD BLOCK OVER 2.0SM | Carpentry and Joinery | Flooring | Flooring - Wood Block | SM | 134.8269 | Flooing:Renew wood block floor in patches over 2.00sm, take up existing, lay new 25mm thick flooring with T and G joints fixed with adhesive laid to herring bone pattern, make good. | Flooing:Renew wood block floor in patches over 2.00sm including take up existing and clear away, lay new 25mm thick flooring with tongued and grooved joints fixed with adhesive and laid to herring bone pattern including make good at junction with existing finishes and remove waste and debris. | 134.8269
307101 |  | R | N | Y | N | JR | CLADDING:RENEW 19MM SHIPLAP NE 2.0SM | Carpentry and Joinery | External Cladding | Cladding - Timber Weatherboarding - Shiplap | IT | 116.29 | Cladding:Remove existing and renew with 19mm treated shiplap boarding in areas ne 2.00sm, all labours, fixed to existing framework, renew defective battens, decorate to match. | Cladding:Remove existing defective shiplap boarding and renew with 19mm pressure impregnated shiplap boarding in areas ne 2.00sm including all labours, fixed to existing framework including renew defective support battens and provide any extra battens required and decorate to match existing and remove waste and debris. | 116.29
307103 |  | R | N | Y | N | JR | CLADDING:RENEW 19MM SHIPLAP OVER 2.0SM | Carpentry and Joinery | External Cladding | Cladding - Timber Weatherboarding - Shiplap | SM | 65.9665 | Cladding:Remove existing and renew with 19mm treated shiplap boarding in area over 2sm, all labours, fixed to existing framework, renew defective battens, decorate to match, remove waste and debris. | Cladding:Remove existing cladding and renew with 19mm pressure impregnated shiplap boarding in areas over 2.00sm including all labours, fixed to existing framework including renew defective support battens and provide any extra battens required and decorate to match existing and remove waste and debris. | 65.9665
307105 |  | U | N | N | Y | JR | CLADDING:REFIX LOOSE SHIPLAP FEATHER EDGE OR TGV | Carpentry and Joinery | External Cladding | Cladding - Timber Weatherboarding - Shiplap | SM | 12.5803 | Cladding:Refix loose timber shiplap, feather edge or tongued, grooved and V jointed boarding to existing framework including renewal of any support battens required and make good decorations. | Cladding:Refix loose timber shiplap, feather edge or tongued, grooved and V jointed boarding to existing framework including renewal of any support battens required and make good decorations. | 12.5803
307301 |  | R | N | Y | N | JR | CLADDING:RENEW FEATHER EDGE NE 2.0SM | Carpentry and Joinery | External Cladding | Cladding - Timber Weatherboarding - Feather Edge | IT | 76.7674 | Cladding:Remove existing and renew with 19mm treated feather edge boarding in areas ne 2sm, all labours, fixed to existing framework, renew defective battens, decorate to match, remove waste debris. | Cladding:Remove existing defective feather edge boarding and renew with 19mm pressure impregnated feather edge boarding in areas ne 2.00sm including all labours, fixed to existing framework including renew defective support battens and provide any extra battens required and decorate to match existing and remove waste and debris. | 76.7674
307303 |  | R | N | Y | N | JR | CLADDING:RENEW FEATHER EDGE OVER 2.0SM | Carpentry and Joinery | External Cladding | Cladding - Timber Weatherboarding - Feather Edge | SM | 40.8583 | Cladding:Remove existing and renew with 19mm treated feather edge boarding in areas over 2.00sm, all labours, fixed to framework, renew defective battens, decorate to match, remove waste and debris. | Cladding:Remove existing cladding and renew with 19mm pressure impregnated feather edge boarding to match existing in areas over 2.00sm including all labours, fixed to existing framework including renew defective support battens and provide any extra battens required and decorate to match existing and remove waste and debris. | 40.8583
307501 |  | R | N | Y | N | JR | CLADDING:RENEW TGV JOINT NE 2.0SM | Carpentry and Joinery | External Cladding | Cladding - Timber Weatherboard - Softwood TGV | IT | 108.217 | Cladding:Remove existing and renew with 19mm treated T, G and V jointed boarding in area ne 2sm, all labours, fixed to framework, renew defective battens, decorate to match, remove waste and debris. | Cladding:Remove existing defective tongued, grooved and V jointed boarding and renew with 19mm pressure impregnated tongued, grooved and V jointed boarding in areas ne 2.00sm including all labours, fixed to existing framework, renew defective support battens and provide extra battens required and decorate to match existing and remove waste and debris. | 108.217
307503 |  | R | N | Y | N | JR | CLADDING:RENEW TGV JOINT OVER 2.0SM | Carpentry and Joinery | External Cladding | Cladding - Timber Weatherboard - Softwood TGV | SM | 63.0415 | Cladding:Remove existing and renew with 19mm treated T, G, V jointed boarding in area over 2.00sm, all labours, fixed to framework, renew defective battens, decorate to match, remove waste and debris. | Cladding:Remove existing boarding and renew with 19m tongued, grooved and V jointed pressure impregnated softwood boarding, including all labours, in areas over 2.00sm fixed to existing framework, renew defective support battens and provide extra battens required and decorate to match existing and remove waste and debris. | 63.0415
307701 |  | R | N | Y | N | JR | CLADDING:RENEW PVC SHIPLAP NE 2.0SM | Carpentry and Joinery | External Cladding | Cladding - Plastic Profiled Sheet - Shiplap | IT | 101.7024 | Cladding:Remove existing defective PVC shiplap cladding, renew in areas ne 2.00sm, all trims, channels and jointing, fixed to framework, renew defective support battens, remove waste and debris. | Cladding:Remove existing defective PVC shiplap cladding and renew with cellular cored PVC shiplap boarding in areas ne 2.00sm including all trims, channels and jointing, fixed to existing framework including renew defective support battens and provide any extra battens required and remove waste and debris. | 101.7024
307703 |  | R | N | Y | N | JR | CLADDING:RENEW PVC SHIPLAP OVER 2.0SM | Carpentry and Joinery | External Cladding | Cladding - Plastic Profiled Sheet - Shiplap | SM | 56.137 | Cladding:Remove existing and renew with cellular cored PVC shiplap boarding, in areas over 2.00sm, all trims, channels and jointing, fixed to existing framework, renew defective support battens. | Cladding:Remove existing boarding and framing and renew any cladding with cellular cored PVC shiplap boarding, in areas over 2.00sm including all trims, channels and jointing, fixed to new treated softwood framework battens plugged to new insulated render background and remove waste and debris. | 56.137
307705 |  | U | N | N | Y | JR | CLADDING:REFIX LOOSE PVC SHIPLAP OR TGV | Carpentry and Joinery | External Cladding | Cladding - Plastic Profiled Sheet - Shiplap | SM | 14.0428 | Cladding:Refix loose PVC shiplap or tongued, grooved and V jointed cladding to existing framework including renewal of support battens required and all trims, channels and jointing. | Cladding:Refix loose PVC shiplap or tongued, grooved and V jointed cladding to existing framework including renewal of support battens required and all trims, channels and jointing. | 14.0428
308001 |  | R | N | Y | N | JR | CANOPY:RENEW IN TIMBER | Carpentry and Joinery | Canopies - Timber | Canopies - Timber | SM | 437.9752 | Canopy:Take off, set aside roof tiles, remove existing structure, supply, fix pretreated timber canopy, relay roof tiles, felt, battens, redress flashings, make good (msd surface of roof coverings). | Canopy:Renew canopy to external door, take off and set aside re-usable roof tiles, remove existing timber structure and remove debris off site, supply and fix pretreated softwood supporting brackets, wall plates, rafters, fascia and bargeboards, lay roofing felt and battens relay roof tiles including any additional roof tiles to match existing, redress flashings, make good structure and finishes (measured surface area of roof coverings) and remove waste and debris. | 437.9752
308003 |  | R | N | Y | N | JR | CANOPY:RENEW ANY EXPOSED STRUCTURAL TIMBER MEMBERS | Carpentry and Joinery | Canopies - Timber | Canopies - Timber | IT | 72.0026 | Canopy:Support canopy, cut out, renew with pretreated timber any defective, decayed or damaged structural timber canopy member, joint, make good, decorate to match existing, remove waste and debris. | Canopy:Cut out any defective, decayed or damaged structural timber member to canopy, support canopy structure whilst works undertaken, supply and fix pretreated sawn softwood timber, joint as necessary, make good structure and finishes, decorate to match existing and remove waste and debris. | 72.0026
308005 |  | R | N | Y | N | JR | CANOPY:RENEW ANY HIDDEN STRUCTURAL TIMBER MEMBER | Carpentry and Joinery | Canopies - Timber | Canopies - Timber | IT | 90.5279 | Canopy:Support canopy, take down, set aside, refix soffit, facia or bargeboard as necessary, cut out, renew any defective, decayed or damaged structural timber member to canopy, joint, make good. | Canopy:Take down and set aside soffit, fascia or bargeboard as necessary, cut out any defective, decayed or damaged structural timber member to canopy, support canopy structure whilst works undertaken, supply and fix pretreated sawn softwood timber, joint as necessary, refix soffit, fascia or bargeboard, make good structure and finishes, decorate to match existing and remove waste and debris. | 90.5279
310101 |  | R | N | Y | N | JR | WINDOW:RENEW STANDARD SOFTWOOD CASEMENT 1 LIGHT | Carpentry and Joinery | Windows | Casement - Standard Softwood Double Glazed | SM | 389.3932 | Window:Renew any window with standard double glazed softwood casement window with softwood cill, eatherstripping, ironmongery, make good, prepare to decorate externally, 1 No. opening light. | Window:Renew timber window with standard double glazed softwood casement window with softwood cill, including ne 1 No. opening light, fixed lights, factory applied base stain or primer finish, compressible weatherstripping, ironmongery including locking handles, glazing beads, windows preslotted for trickle ventilators including screens, remove existing frame and fix new in prepared opening, bed in mortar and point with sealant, make good to all finishes and decorate to match existing internally and prepare for redecoration externally and remove waste and debris. | 389.3932
310105 |  | R | N | Y | N | JR | WINDOW:RENEW STANDARD SOFTWOOD CASEMENT 2 LIGHT | Carpentry and Joinery | Windows | Casement - Standard Softwood Double Glazed | SM | 438.3694 | Window:Renew any window with standard double glazed softwood casement window with softwood cill, eatherstripping, ironmongery, make good, prepare to decorate externally, 2 No. opening light. | Window:Renew timber window with standard double glazed softwood casement window with softwood cill, including ne 2 No. opening light, fixed lights, factory applied base stain or primer finish, compressible weatherstripping, ironmongery including locking handles, glazing beads, windows preslotted for trickle ventilators including screens, remove existing frame and fix new in prepared opening, bed in mortar and point with sealant, make good to all finishes and decorate to match existing internally and prepare for redecoration externally and remove waste and debris. | 438.3694
310109 |  | R | N | Y | N | JR | WINDOW:RENEW STANDARD SOFTWOOD CASEMENT 3 LIGHT | Carpentry and Joinery | Windows | Casement - Standard Softwood Double Glazed | SM | 529.8985 | Window:Renew any window with standard double glazed softwood casement window with softwood cill, eatherstripping, ironmongery, make good, prepare to decorate externally, 3 No. opening light. | Window:Renew timber window with standard double glazed softwood casement window with softwood cill, including ne 3 No. opening light, fixed lights, factory applied base stain or primer finish, compressible weatherstripping, ironmongery including locking handles, glazing beads, windows preslotted for trickle ventilators including screens, remove existing frame and fix new in prepared opening, bed in mortar and point with sealant, make good to all finishes and decorate to match existing internally and prepare for redecoration externally and remove waste and debris. | 529.8985
310113 |  | R | N | Y | N | JR | WINDOW:RENEW STANDARD SOFTWOOD CASEMENT 4 LIGHT | Carpentry and Joinery | Windows | Casement - Standard Softwood Double Glazed | SM | 554.7376 | Window:Renew any window with standard double glazed softwood casement window with softwood cill, eatherstripping, ironmongery, make good, prepare to decorate externally, 4 No. opening light. | Window:Renew timber window with standard double glazed softwood casement window with softwood cill, including ne 4 No. opening light, fixed lights, factory applied base stain or primer finish, compressible weatherstripping, ironmongery including locking handles, glazing beads, windows preslotted for trickle ventilators including screens, remove existing frame and fix new in prepared opening, bed in mortar and point with sealant, make good to all finishes anddecorate to match existing internally and prepare for redecoration externally and remove waste and debris. | 554.7376
310201 |  | R | N | Y | N | JR | WINDOW:RENEW PREFINISHED SOFTWOOD CASEMENT 1 LIGHT | Carpentry and Joinery | Windows | Casement -Prefinished Standard Softwood Dbl Glazed | SM | 404.9345 | Window:Renew timber window with prefinished standard double glazed softwood casement window and cill, 1 No. opening light, fixed lights, ironmongery, sealant, make good, remove waste and debris. | Window:Renew timber window with prefinished standard double glazed softwood casement window with softwood cill, including ne 1 No. opening light, fixed lights, factory applied finishes, compressible weatherstripping, ironmongery including locking handles, glazing beads, windows preslotted for trickle ventilators including screens, remove existing frame and fix new in prepared opening, bed in mortar and point with sealant, make good to all finishes and remove waste and debris. | 404.9345
310203 |  | R | N | Y | N | JR | WINDOW:RENEW PREFINISHED SOFTWOOD CASEMENT 2 LIGHT | Carpentry and Joinery | Windows | Casement -Prefinished Standard Softwood Dbl Glazed | SM | 460.8254 | Window:Renew timber window with prefinished standard double glazed softwood casement window and cill, 2 No. opening lights, fixed lights, ironmongery, sealant, make good, remove waste and debris. | Window:Renew timber window with prefinished standard double glazed softwood casement window with softwood cill, including ne 2 No. opening lights, fixed lights, factory applied finish, compressible weatherstripping, ironmongery including locking handles, glazing beads, windows preslotted for trickle ventilators including screens, remove existing frame and fix new in prepared opening, bed in mortar and point with sealant, make good to all finishes and remove waste and debris. | 460.8254
310205 |  | R | N | Y | N | JR | WINDOW:RENEW PREFINISHED SOFTWOOD CASEMENT 3 LIGHT | Carpentry and Joinery | Windows | Casement -Prefinished Standard Softwood Dbl Glazed | SM | 567.1082 | Window:Renew timber window with prefinished standard double glazed softwood casement window and cill, 3 No. opening lights, fixed lights, ironmongery, sealant, make good, remove waste and debris. | Window:Renew timber window with prefinished standard double glazed softwood casement window with softwood cill, including ne 3 No. opening lights, fixed lights, factory applied finish, compressible weatherstripping, ironmongery including locking handles, glazing beads, windows preslotted for trickle ventilators including screens, remove existing frame and fix new in prepared opening, bed in mortar and point with sealant, make good to all finishes and remove waste and debris. | 567.1082
310207 |  | R | N | Y | N | JR | WINDOW:RENEW PREFINISHED SOFTWOOD CASEMENT 4 LIGHT | Carpentry and Joinery | Windows | Casement -Prefinished Standard Softwood Dbl Glazed | SM | 595.8668 | Window:Renew timber window with prefinished standard double glazed softwood casement window and cill, 4 No. opening lights, fixed lights, ironmongery, sealant, make good, remove waste and debris. | Window:Renew timber window with prefinished standard double glazed softwood casement window with softwood cill including ne 4 No. opening lights, fixed lights, factory applied finish, compressible weatherstripping, ironmongery including locking handles, glazing beads, windows preslotted for trickle ventilators including screens, remove existing frame and fix new in prepared opening, bed in mortar and point with sealant, make good to all finishes and remove waste and debris. | 595.8668
310301 |  | R | N | Y | N | JR | WINDOW:RENEW PURPOSE SOFTWOOD CASEMENT 1 LIGHT | Carpentry and Joinery | Windows | Casement - Purpose Made Softwood Double Glazed | SM | 582.7825 | Window:Renew any window with purpose made double glazed softwood casement window with softwood cill, weatherstripping, ironmongery, make good, prepare to decorate, 1 No. opening light. | Window:Renew timber window with purpose made double glazed softwood casement window with softwood cill including ne 1 No. opening light, factory applied base stain or primer finish, compressible weatherstripping, ironmongery including locking handles, glazing beads, windows preslotted for trickle ventilators including screens, remove existing frame and fix new in prepared opening, bed in mortar and point with sealant, make good to all finishes, decorate to match existing internally and prepare for redecoration externally and remove waste and debris. | 582.7825
310305 |  | R | N | Y | N | JR | WINDOW:RENEW PURPOSE SOFTWOOD CASEMENT 2 LIGHT | Carpentry and Joinery | Windows | Casement - Purpose Made Softwood Double Glazed | SM | 673.282 | Window:Renew any window with purpose made double glazed softwood casement window with softwood cill, weatherstripping, ironmongery, make good, prepare to decorate, 2 No. opening light. | Window:Renew timber window with purpose made double glazed softwood casement window with softwood cill including ne 2 No. opening light, factory applied base stain or primer finish, compressible weatherstripping, ironmongery including locking handles, glazing beads, windows preslotted for trickle ventilators including screens, remove existing frame and fix new in prepared opening, bed in mortar and point with sealant, make good to all finishes, decorate to match existing internally and prepare for redecoration externally and remove waste and debris. | 673.282
310309 |  | R | N | Y | N | JR | WINDOW:RENEW PURPOSE SOFTWOOD CASEMENT 3 LIGHT | Carpentry and Joinery | Windows | Casement - Purpose Made Softwood Double Glazed | SM | 502.5673 | Window:Renew any window with purpose made double glazed softwood casement window with softwood cill, weatherstripping, ironmongery, make good, preapre to decorate, 3 No. opening light. | Window:Renew timber window with purpose made double glazed softwood casement window with softwood cill including ne 3 No. opening light, factory applied base stain or primer finish, compressible weatherstripping, ironmongery including locking handles, glazing beads, windows preslotted for trickle ventilators including screens, remove existing frame and fix new in prepared opening, bed in mortar and point with sealant, make good to all finishes, decorate to match existing internally and prepare for redecoration externally and remove waste and debris. | 502.5673
310313 |  | R | N | Y | N | JR | WINDOW:RENEW PURPOSE SOFTWOOD CASEMENT 4 LIGHT | Carpentry and Joinery | Windows | Casement - Purpose Made Softwood Double Glazed | SM | 456.1534 | Window:Renew any window with purpose made double glazed softwood casement window with softwood cill, weatherstripping, ironmongery, make good, prepare to decorate, 4 No. opening light. | Window:Renew timber window with purpose made glazed softwood casement window with softwood cill including ne 4 No. opening light, factory applied base stain or primer finish, compressible weatherstripping, ironmongery including locking handles, glazing beads, windows preslotted for trickle ventilators including screens, remove existing frame and fix new in prepared opening, bed in mortar and point with sealant, make good to all finishes, decorate to match existing internally and prepare for redecoration externally and remove waste and debris. | 456.1534
310501 |  | R | N | Y | N | JR | WINDOW:RENEW SOFTWOOD BOX SASH | Carpentry and Joinery | Windows | Box Sash - Purpose Made Softwood Double Glazed | SM | 1097.4889 | Window:Renew window with purpose made double glazed softwood double hung cased box frame and sashes complete with ironmongery, weatherstripping, make good, prepare to decorate externally. | Window:Renew window with purpose made double glazed softwood double hung cased box frame and sashes complete with 2 sashes, factory applied base stain or primer finish, compressible weatherstripping, glazing beads, ironmongery, remove existing and fix new into prepared opening, bed in mortar, point with sealant, and make good all finishes and decorate to match existing internally and prepare for redecoration externally and remove waste and debris. | 1097.4889
310503 | New | R | N | Y | N | JR | WINDOW:RENEW SOFTWOOD LEGACY OR HERITAGE BOX SASH | Carpentry and Joinery | Windows | Box Sash - Purpose Made Softwood Double Glazed | SM | 1466.6473 | Window:Renew window with purpose made legacy or heritage vacuum double glazed primed softwood to match existing double hung cased box frame and sashes complete with 2 sashes, ironmongery, sealant, | Window:Renew window with purpose made legacy or heritage vacuum double glazed softwood to match existing double hung cased box frame and sashes complete with 2 sashes, factory applied base stain or primer finish, compressible weatherstripping, glazing beads, ironmongery, remove existing and fix new into prepared opening, bed in mortar, point with sealant, and make good all finishes and decorate to match existing internally and prepare for redecoration externally and remove waste and debris. | 1466.6473
310701 |  | R | N | Y | N | JR | WINDOW:RENEW SOFTWOOD HORIZONTAL PIVOT | Carpentry and Joinery | Windows | Horizontal Pivot Hung - Purpose Made Softwood | SM | 781.5538 | Window:Renew window with purpose made double glazed softwood horizontal pivot hung window complete with ironmongery, weatherstripping, make good, prepare to decorate externally. | Window:Renew window with purpose made double glazed softwood horizontal pivot hung window complete, factory applied base stain or primer finish, compressible weatherstripping, glazing beads, ironmongery, fix frame to prepared opening, bed in mortar and point with sealant, make good all finishes and decorate to match existing internally and prepare for redecoration externally and remove waste and debris. | 781.5538
311101 |  | R | N | Y | N | JR | WINDOW:RENEW STANDARD HARDWOOD CASEMENT 1 LIGHT | Carpentry and Joinery | Windows | Casement - Standard Hardwood Double Glazed | SM | 540.7093 | Window:Renew any window with standard double glazed hardwood casement window with hardwood cill, weatherstripping, ironmongery, make good, prepate to decorate externally, 1 No. opening light. | Window:Renew timber window with standard double glazed hardwood casement window with hardwood cill, including ne 1 No. opening light, fixed lights, factory applied base stain finish, compressible weatherstripping, ironmongery including locking handles, glazing beads, windows preslotted for trickle ventilators including screens, remove existing frame and fix new in prepared opening, bed in mortar and point with sealant, make good to all finishes and decorate to match existing internally and prepare for redecoration externally and remove waste and debris. | 540.7093
311105 |  | R | N | Y | N | JR | WINDOW:RENEW STANDARD HARDWOOD CASEMENT 2 LIGHT | Carpentry and Joinery | Windows | Casement - Standard Hardwood Double Glazed | SM | 757.3231 | Window:Renew any window with standard double glazed hardwood casement window with hardwood cill, weatherstripping, ironmongery, make good, prepate to decorate externally, 2 No. opening light. | Window:Renew timber window with standard double glazed hardwood casement window with hardwood cill, including ne 2 No. opening light, fixed lights, factory applied base stain finish, compressible weatherstripping, ironmongery including locking handles, glazing beads, windows preslotted for trickle ventilators including screens, remove existing frame and fix new in prepared opening, bed in mortar and point with sealant, make good to all finishes and decorate to match existing internally and prepare for redecoration externally and remove waste and debris. | 757.3231
311109 |  | R | N | Y | N | JR | WINDOW:RENEW STANDARD HARDWOOD CASEMENT 3 LIGHT | Carpentry and Joinery | Windows | Casement - Standard Hardwood Double Glazed | SM | 785.134 | Window:Renew any window with standard double glazed hardwood casement window with hardwood cill, weatherstripping, ironmongery, make good, prepate to decorate externally, 3 No. opening light. | Window:Renew timber window with standard double glazed hardwood casement window with hardwood cill, including ne 3 No. opening light, fixed lights, factory applied base stain finish, compressible weatherstripping, ironmongery including locking handles, glazing beads, windows preslotted for trickle ventilators including screens, remove existing frame and fix new in prepared opening, bed in mortar and point with sealant, make good to all finishes and decorate to match existing internally and prepare for redecoration externally and remove waste and debris. | 785.134
311113 |  | R | N | Y | N | JR | WINDOW:RENEW STANDARD HARDWOOD CASEMENT 4 LIGHT | Carpentry and Joinery | Windows | Casement - Standard Hardwood Double Glazed | SM | 954.4564 | Window:Renew any window with standard double glazed hardwood casement window with hardwood cill, weatherstripping, ironmongery, make good, prepate to decorate externally, 4 No. opening light. | Window:Renew timber window with standard double glazed hardwood casement window with hardwood cill, including ne 4 No. opening light, fixed lights, factory applied base stain finish, compressible weatherstripping, ironmongery including locking handles, glazing beads, windows preslotted for trickle ventilators including screens, remove existing frame and fix new in prepared opening, bed in mortar and point with sealant, make good to all finishes and decorate to match existing internally and prepare for redecoration externally and remove waste and debris. | 954.4564
311301 |  | R | N | Y | N | JR | WINDOW:RENEW PURPOSE HARDWOOD CASEMENT 1 LIGHT | Carpentry and Joinery | Windows | Casement - Purpose Made Hardwood Double Glazed | SM | 863.9569 | Window:Renew any window with purpose made hardwood casement window with hardwood cill, double glazed weatherstripping, ironmongery, make good, prepare to decorate, 1 No. opening light. | Window:Renew timber window with purpose made double glazed hardwood casement window with hardwood cill including ne 1 No. opening light, fixed lights, factory applied base stain, compressible weatherstripping, ironmongery including locking handles, glazing beads, windows preslotted for trickle ventilators including screens, remove existing frame and fix new in prepared opening, bed in mortar and point with sealant, make good to all finishes, decorate to match existing internally and prepare for redecoration externally and remove waste and debris. | 863.9569
311305 |  | R | N | Y | N | JR | WINDOW:RENEW PURPOSE HARDWOOD CASEMENT 2 LIGHT | Carpentry and Joinery | Windows | Casement - Purpose Made Hardwood Double Glazed | SM | 1021.4155 | Window:Renew any window with purpose made hardwood casement window with hardwood cill, double glazed weatherstripping, ironmongery, make good, prepare to decorate, 2 No. opening lights. | Window:Renew timber window with purpose made double glazed hardwood casement window with hardwood cill including ne 2 No. opening lights, fixed lights, factory applied base stain, compressible weatherstripping, ironmongery including locking handles, glazing beads, windows preslotted for trickle ventilators including screens, remove existing frame and fix new in prepared opening, bed in mortar and point with sealant, make good to all finishes, decorate to match existing internally and prepare for redecoration externally and remove waste and debris. | 1021.4155
311309 |  | R | N | Y | N | JR | WINDOW:RENEW PURPOSE HARDWOOD CASEMENT 3 LIGHT | Carpentry and Joinery | Windows | Casement - Purpose Made Hardwood Double Glazed | SM | 1055.3572 | Window:Renew any window with purpose made hardwood casement window with hardwood cill, double glazed weatherstripping, ironmongery, make good, prepare to decorate, 3 No. opening lights. | Window:Renew timber window with purpose made double glazed hardwood casement window with hardwood cill including ne 3 No. opening light, fixed lights, factory applied base stain, compressible weatherstripping, ironmongery including locking handles, glazing beads, preslotted for trickle ventilators including screens, remove existing frame and fix new in prepared opening, bed in mortar and point with sealant, make good to all finishes, decorate to match existing internally and prepare for redecoration externally and remove waste and debris. | 1055.3572
311313 |  | R | N | Y | N | JR | WINDOW:RENEW PURPOSE HARDWOOD CASEMENT 4 LIGHT | Carpentry and Joinery | Windows | Casement - Purpose Made Hardwood Double Glazed | SM | 1307.3635 | Window:Renew any window with purpose made hardwood casement window with hardwood cill, double glazed weatherstripping, ironmongery, make good, prepare to decorate, 4 No. opening lights. | Window:Renew timber window with purpose made double glazed hardwood casement window with hardwood cill including ne 4 No. opening light, fixed lights, factory applied base stain, compressible weatherstripping, ironmongery including locking handles, glazing beads, preslotted for trickle ventilators including screens, remove existing frame and fix new in prepared opening, bed in mortar and point with sealant, double glazed, make good to all finishes, decorate to match existing internally and prepare for redecoration externally and remove waste and debris. | 1307.3635
311501 |  | R | N | Y | N | JR | WINDOW:RENEW HARDWOOD BOX SASH | Carpentry and Joinery | Windows | Box Sash - Purpose Made Hardwood Double Glazed | SM | 1267.3846 | Window:Renew window with purpose made hardwood double hung cased box frame and sashes complete with ironmongery, weatherstripping, double glazed, make good, decorate. | Window:Renew window with purpose made hardwood double hung cased box frame and sashes complete with 2 sashes, complete with factory applied base stain, compressible weatherstripping, glazing beads, ironmongery, remove existing frame and fix new in prepared opening, bed in mortar and point with sealant, and make good to all finishes, decorate to match existing internally and prepare for redecoration externally, and remove waste and debris. | 1267.3846
311701 |  | R | N | Y | N | JR | WINDOW:RENEW HARDWOOD HORIZONTAL PIVOT | Carpentry and Joinery | Windows | Horizontal Pivot Hung - Purpose Made Hardwood | SM | 880.2199 | Window:Renew window with purpose made hardwood horizontal pivot hung window complete with ironmongery, double glazed, weatherstripping, make good, decorate. | Window:Renew window with purpose made hardwood horizontal pivot hung window complete with factory applied base stain, compressible weatherstripping, glazing beads, ironmongery, remove existing frame and fix new in prepared opening, bed in mortar and point with sealant, and make good to all finishes, decorate to match existing internally and prepare for redecoration externally, and remove waste and debris. | 880.2199
312001 |  | R | N | Y | N | JR | WINDOW:RENEW SOFTWOOD FEATURE | Carpentry and Joinery | Windows | Windows - Feature - Softwood | SM | 1117.5076 | Window:Renew any window with standard double glazed softwood combination feature window ne 5.00sm with fixed, opening lights and panels, make good ironmongery, weatherstripping, prepare to decorate. | Window:Renew timber window with standard double glazed softwood feature window ne 5.00sm overall with combination of fixed and opening lights and panels, factory applied base stain or primer finish, compressible weatherstripping, ironmongery including locking handles, glazing beads, windows preslotted for trickle ventilators including screens, remove existing frame and fix new in prepared opening, bed in mortar and point with sealant, make good to all finishes and decorate to match existing internally and externally and remove waste and debris. | 1117.5076
312101 |  | R | N | Y | N | JR | WINDOW:RENEW PREFINISHED SOFTWOOD FEATURE | Carpentry and Joinery | Windows | Windows - Feature - Pre-finished Softwood | SM | 1177.4153 | Window:Renew timber window with prefinished standard double glazed softwood feature window ne 5.00sm overall with combination of fixed and opening lights and panels, ironmongery, sealant, make good. | Window:Renew timber window with prefinished standard double glazed softwood feature window ne 5.00sm overall with combination of fixed and opening lights and panels, factory applied finish, compressible weatherstripping, ironmongery including locking handles, glazing beads, windows preslotted for trickle ventilators including screens, remove existing frame and fix new in prepared opening, bed in mortar and point with sealant, double glazed, make good to all finishes and remove waste and debris. | 1177.4153
313001 |  | R | N | Y | N | JR | WINDOW:RENEW HARDWOOD FEATURE | Carpentry and Joinery | Windows | Windows - Feature - Hardwood | SM | 1113.0031 | Window:Renew any window with standard hardwood combination feature window ne 5.00sm with double glazed fixed, opening lights and panels, make good ironmongery, weatherstripping, decorate to match. | Window:Renew timber window with standard hardwood feature window ne 5.00sm overall with combination of fixed and opening lights and panels, factory applied base stain finish, compressible weatherstripping, ironmongery including locking handles, glazing beads, windows preslotted for trickle ventilators including screens, remove existing frame and fix new in prepared opening, bed in mortar and point with sealant, and make good to all finishes, decorate to match existing internally and prepare for redecoration externally, and remove waste and debris. | 1113.0031
328109 |  | R | N | N | N | JR | GARAGE FRAME:RENEW TO SIDE DOOR | Carpentry and Joinery | Garage Doors and Frames | Door Frames - Garage - Timber | NO | 265.5829 | Frame:Renew garage door frame with any size or profile of treated softwood door frame to suit any size single door, remove, rehang door, bed in mortar, pint with sealant, make good, decorate. | Frame:Renew external garage door frame with any size or profile of treated softwood door frame to suit any size single door, remove existing door and set aside, take out existing frame and bed new frame in cement mortar, plugged and screwed to brickwork and pointed with sealant, rehang door, ease and adjust including refix ironmongery, make good and decorate to match existing and remove waste and debris. | 265.5829
328111 |  | R | N | N | N | JR | GARAGE FRAME:RENEW 25X75MM FILLET | Carpentry and Joinery | Garage Doors and Frames | Door Frames - Garage - Timber | LM | 12.8662 | Frame:Renew fillet ne 25 x 75mm to garage door frame including remove existing and prepare for redecoration, and remove waste and debris. | Frame:Renew fillet ne 25 x 75mm to garage door frame including remove existing and prepare for redecoration, and remove waste and debris. | 12.8662
330001 |  | R | N | Y | N | JR | DOOR:RENEW INTERNAL PLY FLUSH | Carpentry and Joinery | Internal Timber Doors | Doors - Internal - Flush | NO | 158.9846 | Door:Renew internal door with any size ne 40mm thick plywood faced single skeleton core flush door, hang on 1 No. pair of 100mm steel butt hinges, all ironmongery, make good, prepare to decorate. | Door:Renew internal door with any size ne 40mm thick single skeleton core flush door with 3.2mm lauan, white Meranti or other approved plywood facing both sides and 9mm hardwood lipping on long edges, including remove existing door and hinges, remove and refit door stops as necessary, fit and hang new door on one pair of 100mm steel butt hinges, make good or alter butt recesses on frame, door complete with all ironmongery, make good and prepare to decorate and remove waste and debris. | 158.9846
330003 |  | R | N | Y | N | JR | DOOR:RENEW INTERNAL HARDBOARD FACED | Carpentry and Joinery | Internal Timber Doors | Doors - Internal - Flush | NO | 149.6246 | Door:Renew internal with any size ne 40mm thick hardboard faced single skeleton core flush door, hang on 1 No. pair of 100mm steel butt hinges, all ironmongery, make good, prepare to decorate. | Door:Renew internal door with any size ne 40mm thick single skeleton core hardboard faced both sides flush internal door with hardwood lipping on long edges including remove existing door and hinges, remove and refit door stops as necessary, fit and hang new door on one pair of 100mm steel butt hinges, make good or alter butt recesses on frame, door complete with all ironmongery, make good and prepare door for decoration and make good decorations to frame, and remove waste and debris. | 149.6246
330005 |  | R | N | Y | N | JR | DOOR:RENEW INTERNAL EMBOSSED PANELLED | Carpentry and Joinery | Internal Timber Doors | Doors - Internal - Flush | NO | 157.0775 | Door:Renew internal with any size ne 40mm thick single embossed hardboard panelled door, hang on 1 No. pair of 100mm steel butt hinges, all ironmongery, make good and prepare to decorate. | Door:Renew internal door with any size ne 40mm thick single embossed hardboard panelled door including remove existing door and hinges, remove and refit door stops as necessary, fit and hang new door on one pair of 100mm steel butt hinges, make good or alter butt recesses on frame, door complete with all ironmongery, make good and prepare door for decoration and make good decorations to frame, and remove waste and debris. | 157.0775
330006 |  | R | N | Y | N | JR | FIRE DOORSET:RENEW PAIR VENEERED FD30 COMMUNAL | Carpentry and Joinery | Internal Timber Doors | Doorsets - Internal - Firecheck - Communal | IT | 1094.5364 | Doors:Renew pair of communal internal doors and frame with pair of any size veneered flush glazed firecheck doors, decoration, remove waste and debris. Undertaken by fire door certified operative. | Doors:Renew pair of communal internal doors and frame with pair of any size veneered (white oak, ash or beech) flush glazed firecheck doors, each leaf pre-hung on 1.5 pair fire rated hinges to and including proprietary door frame, complete with intumescent and brush smoke seals, overhead door closing mechanism, finger plates, pull handles, kick plates, low level threshold, door retainers linked to fire alarm system and fire door signage, decoration and remove waste and debris. Undertaken by a fire door certified operative eg. BMTRADA or other approved certified body. | 1094.5364
330007 |  | R | N | Y | N | JR | DOOR:RENEW INTERNAL SOFTWOOD GLAZED | Carpentry and Joinery | Internal Timber Doors | Doors - Internal - Framed | NO | 381.4723 | Door:Renew internal door with any size ne 40mm thick framed softwood glazed door, hang on 1.5 pair of 100mm steel butt hinges, glazing, all ironmongery, make good, prepare to decorate. | Door:Renew internal door with any size ne 40mm thick framed softwood glazed door including remove existing door and hinges, remove and refix door stops as necessary, fit and hang new door on one pair of 100mm steel butt hinges, make good or alter butt recesses on frame, door complete with glass and all ironmongery, make good and prepare door for decoration and make good decorations to frame, and remove waste and debris. | 381.4723
330009 |  | R | N | Y | N | JR | DOOR:RENEW INTERNAL HARDWOOD GLAZED | Carpentry and Joinery | Internal Timber Doors | Doors - Internal - Framed | NO | 448.3027 | Door:Renew internal with any size ne 40mm thick framed hardwood glazed door, hang on 1.5 pair of 100mm steel butt hinges, glazing, all ironmongery, make good, prepare to decorate. | Door:Renew internal door with any size ne 40mm thick framed hardwood glazed door including remove existing door and hinges, remove and refit door stops as necessary, fit and hang new door on 1.5 pairs of 100mm steel butt hinges, make good or alter butt recesses on frame, door complete with glazing and all ironmongery, make good and prepare to decorate and remove waste and debris. | 448.3027
330011 |  | R | N | Y | N | JR | DOOR:RENEW INTERNAL HARDWOOD VENEERED | Carpentry and Joinery | Internal Timber Doors | Doors - Internal - Flush | NO | 204.0413 | Door:Renew internal with any size ne 40mm thick hardwood veneered door, hang on 1 No. pair of 100mm steel butt hinges, all ironmongery, make good, prepare to decorate. | Door:Renew internal door with any size ne 40mm thick hardwood veneered door including remove existing door and hinges, remove and refit door stops as necessary, fit and hang new door on one pair of 100mm steel butt hinges, make good or alter butt recesses on frame, door complete with glass and all ironmongery, make good and prepare door for decoration and make good decorations to frame, and remove waste and debris. | 204.0413
330013 |  | R | N | Y | N | JR | DOOR:RENEW FD30 FIRE INTERNAL | Carpentry and Joinery | Internal Timber Doors | Doors - Internal - Firecheck | NO | 322.7266 | Door:Renew internal 1/2hr plywood face firecheck flush door, 1.5 pairs 100mm steel hinges, ironmongery, intumescent strips, smoke seals, prepare for decs. Undertaken by fire door certified operative. | Door:Renew internal door with any size single half-hour fire check flush door having 3.2mm lauan, white Meranti or other approved plywood facing both sides and 9mm hardwood lipping on long edges, including remove existing door and hinges, remove and refit door stops as necessary, fit and hang new door on 1.5 pairs of 100mm steel butt hinges, make good or alter recesses on frame, door complete with all ironmongery, intumescent strips and smoke seals, make good and prepare door for decoration and make good decorations to frame, and remove waste and debris. Undertaken by a fire door certified operative eg. BMTRADA or other approved certified body. | 322.7266
330014 |  | R | N | Y | N | JR | DOOR:RENEW FD30 FIRE INTERNAL - PREFINISHED | Carpentry and Joinery | Internal Timber Doors | Doors - Internal - Firecheck - Prefinished | NO | 335.1871 | Door:Renew internal 1/2hr prefinished plywood face firecheck flush door, hang on 1.5 pairs 100mm steel hinges, ironmongery, intumescent strips, seals. Undertaken by fire door certified operative. | Door:Renew internal door with any size single prefinished half-hour fire check flush door having 3.2mm lauan, white Meranti or other approved plywood facing both sides and 9mm hardwood lipping on long edges, including remove existing door and hinges, remove and refit door stops as necessary, fit and hang new door on 1.5 pairs of 100mm steel butt hinges, make good or alter recesses on frame, door complete with all ironmongery, intumescent strips and smoke seals and remove waste and debris. Undertaken by a fire door certified operative eg. BMTRADA or other approved certified body. | 335.1871
330015 |  | R | N | Y | N | JR | DOOR:RENEW FD60 FIRE INTERNAL-STANDARD SIZE | Carpentry and Joinery | Internal Timber Doors | Doors - Internal - Firecheck | NO | 481.6795 | Door:Renew internal 1hr plywood faced firecheck flush door, hang on 1.5 pairs 100mm steel hinges, ironmongery, intumescent strips, seals, prepare for decs. Undertaken by fire door certified operative. | Door:Renew internal door with any size single one-hour fire check flush door having 3.2mm lauan, white Meranti or other approved plywood facing both sides and 9mm hardwood lipping on long edges, including remove existing door and hinges, remove and refit door stops as necessary, fit and hang new door on 1.5 pairs of 100mm steel butt hinges, make good or alter recesses on frame, door complete with all ironmongery, intumescent strips and smoke seals, prepare to decorate and remove waste and debris. Undertaken by a fire door certified operative eg. BMTRADA or other approved certified body. | 481.6795
330016 |  | R | N | Y | N | JR | DOOR:RENEW FD60 FIRE INTERNAL - PREFINISHED | Carpentry and Joinery | Internal Timber Doors | Doors - Internal - Firecheck - Prefinished | NO | 505.3603 | Door:Renew internal 1hr prefinished plywood faced firecheck flush door, hang on 1.5 pairs 100mm steel hinges, ironmongery, intumescent strips, smoke seals. Undertaken by fire door certified operative. | Door:Renew internal door with any size single prefinished one-hour fire check flush door having 3.2mm lauan, white Meranti or other approved plywood facing both sides and 9mm hardwood lipping on long edges, including remove existing door and hinges, remove and refit door stops as necessary, fit and hang new door on 1.5 pairs of 100mm steel butt hinges, make good or alter recesses on frame, door complete with all ironmongery, intumescent strips and smoke seals and remove waste and debris. Undertaken by a fire door certified operative eg. BMTRADA or other approved certified body. | 505.3603
330017 |  | R | N | Y | N | JR | DOOR:RENEW FD30 GLAZED FIRE INTERNAL | Carpentry and Joinery | Internal Timber Doors | Doors - Internal - Firecheck | NO | 485.1291 | Door:Renew internal 1/2hr plywood face firecheck glazed flush door, 1.5 pairs 100mm steel hinges, ironmongery, intumescent strips, seals, prepare for decs. Undertaken by fire door certified operative. | Door:Renew internal door with any size single half-hour fire check glazed door having 3.2mm lauan, white Meranti or other approved plywood facing both sides and 9mm hardwood lipping on long edges, including remove existing door and hinges, remove and refit door stops as necessary, fit and hang new door on 1.5 pairs of 100mm steel butt hinges, make good or alter recesses on frame, door complete with all ironmongery, intumescent strips and smoke seals, fire rated glazed and prepare to decorate and remove waste and debris. Undertaken by a fire door certified operative eg. BMTRADA or other approved certified body. | 485.1291
330019 |  | R | N | N | N | JR | DOOR:SUPPLY AND FIX SLIDING DOOR GEAR | Carpentry and Joinery | Internal Timber Doors | Doors - Internal - Flush | NO | 109.1549 | Door:Supply and fix sliding door gear for hanging of any internal door. | Door:Supply and fix sliding door gear for hanging of any internal door. | 109.1549
330021 |  | R | N | N | N | JR | DOOR:CUT OPENINGS/SUPPLY AND FIX 225X75MM VENTS | Carpentry and Joinery | Internal Timber Doors | Doors - Internal - Flush | IT | 19.5418 | Door:Cut opening in solid or hollow core door for 225x75mm aluminium louvre ventilators and screw fix new ventilators to both faces of door. | Door:Cut opening in solid or hollow core door for 225x75mm aluminium louvre ventilators and screw fix new ventilators to both faces of door. | 19.5418
330023 |  | R | N | Y | N | JR | DOOR:FORM VISION PANEL TO INTERNAL | Carpentry and Joinery | Internal Timber Doors | Doors - Internal - Firecheck - Decorated | NO | 103.966 | Door:Cut opening approx 500x500mm in flush door, form vision panel, Pyroshield glass, washleather strip, beads fixed with brass cups+screws, prep for decs. Undertaken by fire door certified operative. | Door:Cut and form vision panel 500x500mm in existing FD30 or FD60 door and form vision panel, glazed in Pyroshield glass, bedded in washleather strip with minimum 15mm chamfered beads fixed with brass cups and screws and prepare for decoration. Undertaken by a fire door certified operative eg. BMTRADA or other approved certified body. | 103.966
330031 |  | R | N | Y | N | JR | DOOR:RENEW INTERNAL PLY FLUSH - DECORATE | Carpentry and Joinery | Internal Timber Doors | Doors - Internal - Flush - Decorated | NO | 211.1987 | Door:Renew internal door with any size ne 40mm thick plywood faced single skeleton core flush door, hang on 1 No. pair of 100mm steel butt hinges, all ironmongery, make good, decorate both sides. | Door:Renew internal door with any size ne 40mm thick single skeleton core flush door with 3.2mm lauan, white Meranti or other approved plywood facing both sides and 9mm hardwood lipping on long edges, including remove existing door and hinges, remove and refit door stops as necessary, fit and hang new door on one pair of 100mm steel butt hinges, make good or alter butt recesses on frame, door complete with all ironmongery, make good, redecorate to match existing and remove waste and debris. | 211.1987
330032 |  | R | N | Y | N | JR | DOOR:RENEW INTERNAL PLY FLUSH - PREFINISHED | Carpentry and Joinery | Internal Timber Doors | Doors - Internal - Flush - Prefinished | NO | 191.5427 | Door:Renew internal door with any size ne 40mm thick prefinished single skeleton core flush door, all ironmongery, make good, and remove waste and debris. | Door:Renew internal door with any size ne 40mm thick prefinished single skeleton core flush door with 3.2mm lauan, white Meranti or other approved plywood facing both sides and 9mm hardwood lipping on long edges, including remove existing door and hinges, remove and refit door stops as necessary, fit and hang new door on one pair of 100mm steel butt hinges, make good or alter butt recesses on frame, door complete with all ironmongery, make good and remove waste and debris. | 191.5427
330033 |  | R | N | Y | N | JR | DOOR:RENEW INTERNAL HARDBOARD FACED - DECORATE | Carpentry and Joinery | Internal Timber Doors | Doors - Internal - Flush - Decorated | NO | 201.8387 | Door:Renew internal with any size ne 40mm thick hardboard faced single skeleton core flush door, hang on 1 No. pair of 100mm steel butt hinges, all ironmongery, make good, decorate both sides. | Door:Renew internal door with any size ne 40mm thick single skeleton core hardboard faced both sides flush internal door with hardwood lipping on long edges including remove existing door and hinges, remove and refit door stops as necessary, fit and hang new door on one pair of 100mm steel butt hinges, make good or alter butt recesses on frame, door complete with all ironmongery, make good, redecorate to match existing and remove waste and debris. | 201.8387
330035 |  | R | N | Y | N | JR | DOOR:RENEW INTERNAL EMBOSSED PANELLED - DECORATE | Carpentry and Joinery | Internal Timber Doors | Doors - Internal - Flush - Decorated | NO | 209.2916 | Door:Renew internal with any size ne 40mm thick single embossed hardboard panelled door, hang on 1 No. pair of 100mm steel butt hinges, all ironmongery, make good, decorate both sides. | Door:Renew internal door with any size ne 40mm thick single embossed hardboard panelled door including remove existing door and hinges, remove and refit door stops as necessary, fit and hang new door on one pair of 100mm steel butt hinges, make good or alter butt recesses on frame, door complete with all ironmongery, make good, redecorate to match existing and remove waste and debris. | 209.2916
330037 |  | R | N | Y | N | JR | DOOR:RENEW INTERNAL SOFTWOOD GLAZED - DECORATE | Carpentry and Joinery | Internal Timber Doors | Doors - Internal - Framed | NO | 428.0116 | Door:Renew internal door with any size ne 40mm thick framed softwood glazed door, hang on 1.5 pair of 100mm steel butt hinges, glazing, all ironmongery, make good, decorate both sides. | Door:Renew internal door with any size ne 40mm thick framed softwood 6.8mm laminated safety glass glazed door including remove existing door and hinges, remove and refix door stops as necessary, fit and hang new door on 1.5 pair of 100mm steel butt hinges, make good or alter butt recesses on frame, door complete with glazing and all ironmongery, make good, redecorate to match existing and remove waste and debris. | 428.0116
330039 |  | R | N | Y | N | JR | DOOR:RENEW INTERNAL HARDWOOD GLAZED - DECORATE | Carpentry and Joinery | Internal Timber Doors | Doors - Internal - Framed | NO | 478.4073 | Door:Renew internal with any size ne 40mm thick framed hardwood glazed door, hang on 1.5 pair of 100mm steel butt hinges, glazing, all ironmongery, make good, decorate both sides. | Door:Renew internal door with any size ne 40mm thick framed hardwood 6.8mm laminated safety glass glazed door including remove existing door and hinges, remove and refit door stops as necessary, fit and hang new door on 1.5 pairs of 100mm steel butt hinges, make good or alter butt recesses on frame, door complete with glazing and all ironmongery, make good, redecorate to match existing and remove waste and debris. | 478.4073
330041 |  | R | N | Y | N | JR | DOOR:RENEW INTERNAL HARDWOOD VENEERED - DECORATE | Carpentry and Joinery | Internal Timber Doors | Doors - Internal - Flush - Decorated | NO | 234.1459 | Door:Renew internal with any size ne 40mm thick hardwood veneered door, hang on 1 No. pair of 100mm steel butt hinges, all ironmongery, make good, decorate both sides. | Door:Renew internal door with any size ne 40mm thick hardwood veneered door including remove existing door and hinges, remove and refit door stops as necessary, fit and hang new door on one pair of 100mm steel butt hinges, make good or alter butt recesses on frame, door complete with all ironmongery, make good, redecorate to match existing and remove waste and debris. | 234.1459
330043 |  | R | N | Y | N | JR | DOOR:RENEW FD30 FIRE INTERNAL - DECORATE | Carpentry and Joinery | Internal Timber Doors | Doors - Internal - Firecheck - Decorated | NO | 383.573 | Door:Renew internal 1/2hr plywood faced firecheck flush door, 1.5 pairs 100mm steel hinges, ironmongery, intumescent strips, seals, decorate both sides. Undertaken by fire door certified operative. | Door:Renew internal door with any size single half-hour fire check flush door having 3.2mm lauan, white Meranti or other approved plywood facing both sides and 9mm hardwood lipping on long edges, including remove existing door and hinges, remove and refit door stops as necessary, fit and hang new door on 1.5 pairs of 100mm steel butt hinges, make good or alter recesses on frame, door complete with all ironmongery, intumescent strips and smoke seals, redecorate to match existing and remove waste and debris. Undertaken by a fire door certified operative eg. BMTRADA or other approved certified body. | 383.573
330045 |  | R | N | Y | N | JR | DOOR:RENEW FD60 FIRE INTERNAL - DECORATE | Carpentry and Joinery | Internal Timber Doors | Doors - Internal - Firecheck - Decorated | NO | 539.4606 | Door:Renew internal 1hr plywood faced firecheck flush door, 1.5 pairs 100mm steel hinges, ironmongery, intumescent strips, seals, decorate both sides. Undertaken by fire door certified operative. | Door:Renew internal door with any size single one-hour fire check flush door having 3.2mm lauan, white Meranti or other approved plywood facing both sides and 9mm hardwood lipping on long edges, including remove existing door and hinges, remove and refit door stops as necessary, fit and hang new door on 1.5 pairs of 100mm steel butt hinges, make good or alter recesses on frame, door complete with all ironmongery, intumescent strips and smoke seals, redecorate to match existing and remove waste and debris. Undertaken by a fire door certified operative eg. BMTRADA or other approved certified body. | 539.4606
330047 |  | R | N | Y | N | JR | DOOR:RENEW FD30 GLAZED FIRE INTERNAL - DECORATE | Carpentry and Joinery | Internal Timber Doors | Doors - Internal - Firecheck - Decorated | NO | 537.0559 | Door:Renew internal 1/2hr plywood faced firecheck glazed flush door, 1.5 pairs 100mm steel hinges, ironmongery, intumescent strips, seals, decs both sides. Undertaken by fire door certified operative. | Door:Renew internal door with any size single half-hour fire check glazed door having 3.2mm lauan, white Meranti or other approved plywood facing both sides and 9mm hardwood lipping on long edges, including remove existing door and hinges, remove and refit door stops as necessary, fit and hang new door on 1.5 pairs of 100mm steel butt hinges, make good or alter recesses on frame, door complete with all ironmongery, intumescent strips and smoke seals, fire rated glazed, redecorate to match existing and remove waste and debris. Undertaken by a fire door certified operative eg. BMTRADA or other approved certified body. | 537.0559
330051 |  | R | N | Y | N | JR | DOOR:RENEW FD30 FIRE INTERNAL AND STOPS | Carpentry and Joinery | Internal Timber Doors | Doors - Internal - Firecheck | NO | 346.0612 | Door:Renew internal FD30S plywood faced firecheck flush door, ironmongery, intumescent strips, smoke seals, 25x32mm stop set, make good, prepare for decs. Undertaken by fire door certified operative. | Door:Renew internal with any size FD30S plywood faced fire check flush door, including remove existing door, hinges and stops, fit and hang new door on 1.5 pairs of 100mm steel hinges, make good or alter recesses on frame, door complete with all ironmongery, intumescent strips and smoke seals, provide and fix 25x32mm door stop set, make good and prepare door for decoration and make good decorations to frame and remove waste and debris. Undertaken by a fire door certified operative eg. BMTRADA or other approved certified body. | 346.0612
330053 |  | R | N | Y | N | JR | DOOR:RENEW FD60 FIRE INTERNAL AND STOPS | Carpentry and Joinery | Internal Timber Doors | Doors - Internal - Firecheck | NO | 519.6977 | Door:Renew internal FD60S plywood faced firecheck flush door, stop set, steel hinges, ironmongery, intumescent strips, smoke seals, prepare for decs. Undertaken by fire door certified operative. | Door:Renew internal with any size FD60S plywood faced fire check flush door, including remove existing door, hinges and stops, fit and hang new door on 1.5 pairs of 100mm steel hinges, make good or alter recesses on frame, door complete with all ironmongery, intumescent strips and smoke seals, provide and fix 25x32mm door stop set, make good and prepare door for decoration and make good decorations to frame and remove waste and debris. Undertaken by a fire door certified operative eg. BMTRADA or other approved certified body. | 519.6977
330055 |  | R | N | Y | N | JR | DOOR AND FRAME:UPGRADE TO FD30S | Carpentry and Joinery | Internal Timber Doors | Doors - Internal - Firecheck | NO | 357.5586 | Door and Frame:Renew with any size FD30S plywood faced fire check flush door, 32mm door frame, 25x32mm stops, ironmongery, intumescent strips, smoke seals. Undertaken by fire door certified operative. | Door and Frame:Renew internal door and frame including remove existing door, hinges and frame, install 32mm door frame with 25x32mm stops, fit and hang new any size FD30S plywood faced fire check flush door on 1.5 pairs of 100mm steel hinges, make good or alter recesses on frame, door complete with all ironmongery, intumescent strips and smoke seals, make good and prepare door and frame for decoration and remove waste and debris. Undertaken by a fire door certified operative eg. BMTRADA or other approved certified body. | 357.5586
330071 |  | R | N | Y | N | JR | FIRE DOORS:RENEW PAIR FD60 FLUSH COMMUNAL | Carpentry and Joinery | Internal Timber Doors | Doors - Internal - Firecheck - Communal | IT | 1081.0345 | Fire Doors:Renew pair ne 4sm FD60 fire check plywood faced flush doors, remove doors, refit door stops, ironmongery, intumescent strips, smoke seals. Undertaken by fire door certified operative. | Fire Doors:Renew pair any size ne 4sm one hour FD60 flush firecheck communal doors, each hung on 1.5 pair butts, fix new mortice dead lock, furniture and keep, door closers, including cutting/adapting mortice in door to suit, fix new weathermould, adjust stops, ease rebates, fix intumescent strips seals etc., cut out and make good to frame to suit new position of butts, weathermould, lock, rebate door bottom as necessary and fit new waterbar if required and decorate to match existing internally and prepare for redecoration externally, and remove waste and debris. Undertaken by a fire door certified operative eg. BMTRADA or other approved certified body. | 1081.0345
330073 |  | R | N | Y | N | JR | FIRE DOORS:RENEW PAIR FD60G FLUSH COMMUNAL | Carpentry and Joinery | Internal Timber Doors | Doors - Internal - Firecheck - Communal | IT | 3477.6157 | Fire Doors:Renew pair ne 4sm FD60 fire check plywood faced glazed flush doors, remove doors, refit stops, ironmongery, intumescent strips, smoke seals. Undertaken by fire door certified operative. | Fire Doors:Renew pair any size ne 4sm one hour FD60 glazed flush firecheck communal doors, each hung on 1.5 pair butts, fix new mortice dead lock, furniture and keep, door closers, including cutting/adapting mortice in door to suit, fix new weathermould, adjust stops, ease rebates, fix intumescent strips seals etc., glass, cut out and make good to frame to suit new position of butts, weathermould, lock, rebate door bottom as necessary and fit new waterbar if required and decorate to match existing internally and prepare for redecoration externally, and remove waste and debris. Undertaken by a fire door certified operative eg. BMTRADA or other approved certified body. | 3477.6157
330081 |  | R | N | Y | N | JR | FIRE DOOR:RENEW PAIR FD30 FLUSH COMMUNAL | Carpentry and Joinery | Internal Timber Doors | Doors - Internal - Firecheck - Communal | IT | 754.7373 | Fire Doors:Renew pair ne 4sm FD30 firecheck plywood faced flush doors, remove doors, refit stops, all ironmongery, intumescent strips and smoke seals. Undertaken by fire door certified operative. | Fire Door:Renew pair any size ne 4sm half hour FD30 flush firecheck communal doors, each hung on 1.5 pair butts, fix new mortice dead lock, furniture and keep, door closers, including cutting/adapting mortice in door to suit, fix new weathermould, adjust stops, ease rebates, fix intumescent strips seals etc., cut out and make good to frame to suit new position of butts, weathermould, lock, rebate door bottom as necessary and fit new waterbar if required and decorate to match existing internally and prepare for redecoration externally, and remove waste and debris. Undertaken by a fire door certified operative eg. BMTRADA or other approved certified body. | 754.7373
330083 |  | R | N | Y | N | JR | FIRE DOOR:RENEW PAIR FD30G FLUSH COMMUNAL | Carpentry and Joinery | Internal Timber Doors | Doors - Internal - Firecheck - Communal | IT | 1004.9338 | Fire Doors:Renew pair ne 4sm FD30 firecheck plywood faced glazed flush doors, remove doors, refit stops, all ironmongery, intumescent strips, smoke seals. Undertaken by fire door certified operative. | Fire Door:Renew pair any size ne 4sm half hour FD30 glazed flush firecheck communal doors, each hung on 1.5 pair butts, fix new mortice dead lock, furniture and keep, door closers, including cutting/adapting mortice in door to suit, fix new weathermould, adjust stops, ease rebates, fix intumescent strips seals etc., glass, cut out and make good to frame to suit new position of butts, weathermould, lock, rebate door bottom as necessary and fit new waterbar if required and decorate to match existing internally and prepare for redecoration externally, and remove waste and debris. Undertaken by a fire door certified operative eg. BMTRADA or other approved certified body. | 1004.9338
330091 |  | R | N | Y | N | JR | FIRE DOORSET:INSTALL FD30 INTERNAL + FRAME | Carpentry and Joinery | Internal Timber Doors | Doorsets - Internal - Firecheck - Communal | IT | 623.1284 | Fire Door:Install doorset, FD30 firecheck ply faced flush, 32x144mm SW lining, 25x32mm stop, 25x75mm architraves both sides, ironmongery, seals, prep for decs. Undertaken byFD certified operative. | Fire Doorset:Install doorset comprising standard size half hour FD30 fire check ply faced flush door, install softwood lining ne 32x144mm with 25x32mm stops and 25x75mm architraves both sides, fit and hang door on 1.5 pairs of 100mm steel hinges, door complete with all ironmongery, intumescent strips and smoke seals, make good and prepare door and frame for decoration and remove waste and debris. Undertaken by a fire door certified operative eg. BMTRADA or other approved certified body. | 623.1284
330093 |  | R | N | Y | N | JR | FIRE DOORSET:INSTALL FD30G INTERNAL + FRAME | Carpentry and Joinery | Internal Timber Doors | Doorsets - Internal - Firecheck - Communal | IT | 1068.7295 | Fire Door:Install doorset, FD30G firecheck ply faced flush, 32x144mm SW lining, 25x32mm stop, 25x75mm architraves both sides, ironmongery, glass, prep for decs. Undertaken by FD certified operative. | Fire Doorset:Install standard size half hour FD30G fire check ply faced glazed flush door, install softwood lining ne 32x144mm with 25x32mm stops and 25x75mm architraves both sides, fit and hang door on 1.5 pairs of 100mm steel hinges, door complete with all ironmongery, intumescent strips and smoke seals, glass, make good and prepare door and frame for decoration and remove waste and debris. Undertaken by a fire door certified operative eg. BMTRADA or other approved certified body. | 1068.7295
330095 |  | R | N | Y | N | JR | FIRE DOORSET:INSTALL FD60 INTERNAL + FRAME | Carpentry and Joinery | Internal Timber Doors | Doorsets - Internal - Firecheck - Communal | IT | 880.0923 | Fire Door:Install doorset, FD60 firecheck ply faced flush, 32x144mm SW lining, 25x32mm stop, 25x75mm architraves both sides, ironmongery, seals, prep for decs. Undertaken by FD certified operative. | Fire Doorset:Install standard size one hour FD60 fire check ply faced flush door, install softwood lining ne 32x144mm with 25x32mm stops and 25x75mm architraves both sides, fit and hang door on 1.5 pairs of 100mm steel hinges, door complete with all ironmongery, intumescent strips and smoke seals, make good and prepare door and frame for decoration and remove waste and debris. Undertaken by a fire door certified operative eg. BMTRADA or other approved certified body. | 880.0923
330097 |  | R | N | Y | N | JR | FIRE DOORSET:INSTALL FD60G INTERNAL + FRAME | Carpentry and Joinery | Internal Timber Doors | Doorsets - Internal - Firecheck - Communal | IT | 1225.7285 | Fire Door:Install doorset, FD60G firecheck ply faced flush, 32x144mm SW lining, 25x32mm stop, 25x75mm architraves both sides, ironmongery, glass, prep for decs. Undertaken by FD certified operative. | Fire Doorset:Install standard size one hour FD60G fire check ply faced glazed flush door, install softwood lining ne 32x144mm with 25x32mm stops and 25x75mm architraves both sides, fit and hang door on 1.5 pairs of 100mm steel hinges, door complete with all ironmongery, intumescent strips and smoke seals, glass, make good and prepare door and frame for decoration and remove waste and debris. Undertaken by a fire door certified operative eg. BMTRADA or other approved certified body. | 1225.7285
335003 |  | U | N | N | Y | JR | DOOR:EASE ADJUST REHANG INTERNAL NEW BUTTS | Carpentry and Joinery | Internal Timber Doors | Doors - Internal - Repairs - Timber | NO | 39.6013 | Door:Ease, reduce if required and adjust internal door, take off and rehang on new butts, adjust stops or ease rebates, make good to door and lining and touch up paintwork to match. | Door:Ease, reduce if required and adjust internal door including take off and rehang on butts, adjust stops or ease rebates, cut or plane bottom of door to clear carpet, adjust ironmongery, make good to door and lining as necessary and touch up paintwork to match existing and remove waste and debris. | 39.6013
335005 |  | U | N | N | Y | JR | DOOR:PATCH REPAIR INTERNAL | Carpentry and Joinery | Internal Timber Doors | Doors - Internal - Repairs - Timber | IT | 56.8745 | Door:Patch in and make good as necessary patch in softwood or hardwood door, touch up decorations to match existing. | Door:Patch in and make good as necessary patch in softwood or hardwood door, touch up decorations to match existing. | 56.8745
335009 |  | R | N | N | N | JR | DOOR:RENEW STILE OR RAIL INTERNAL | Carpentry and Joinery | Internal Timber Doors | Doors - Internal - Repairs - Timber | IT | 72.0611 | Door:Renew any rail or stile to any type of softwood door including remove and rehang door, remove and refix hinges, locks, furniture etc. in order to effect repairs and decorate to match existing. | Door:Renew any rail or stile to any type of softwood door including remove and rehang door, remove and refix hinges, locks, furniture etc. in order to effect repairs and decorate to match existing. | 72.0611
335011 |  | R | N | N | N | JR | DOOR:RENEW HARDWOOD EDGING STRIPS INTERNAL | Carpentry and Joinery | Internal Timber Doors | Doors - Internal - Repairs - Timber | IT | 54.4639 | Door:Renew hardwood edging strips to any door glued, pinned to existing door including remove, rehang door, adjust stops/ease rebates, remove, refix ironmongery. redecorate to match existing. | Door:Renew hardwood edging strips to any door glued and pinned to existing door including remove and rehang door, adjust stops/ease rebates, remove and refix ironmongery and redecorate to match existing. | 54.4639
335091 |  | U | N | N | Y | JR | DOOR:OVERHAUL INTERNAL COMPLETE | Carpentry and Joinery | Internal Timber Doors | Doors - Internal - Repairs - Timber | NO | 52.327 | Door:Overhaul door frame/lining complete, remove all iron mongery, piece out, make good, resecure architraves, rehang door on 1.5 pairs of butt hinges, refix ironmongery, touch up. | Door:Overhaul internal door and frame/lining complete, remove all ironmongery, piece out door, frame and architraves where ironmongery removed and not being refixed, make good any damage, defects to timber, resecure architraves if loose, rehang door on 1.5 pair of butt hinges, refix ironmongery, ease and adjust, touch up decorations to match existing and remove surplus spoil. | 52.327
341101 |  | R | N | Y | N | JR | FRAME:RENEW SOFTWOOD EXT DOOR COMPLETE | Carpentry and Joinery | Door Frames and Linings | Door Frames - External - Softwood | NO | 247.1671 | Frame:Renew external door frame with rebated softwood door frame to suit any size single door, bed in mortar, fix to brickwork, point in sealant, rehang door, ease, adjust, make good, decorate. | Frame:Renew external door frame with rebated softwood door frame to suit any size single door, remove existing door and set aside, take out existing frame and bed new frame in cement mortar, plugged and screwed to brickwork and pointed with sealant, rehang door, ease and adjust, refix lock keep including housing out, make good all works disturbed including refix or renew any internal beads, architraves etc. and decorate to match existing internally and prepare for redecoration externally and remove waste and debris. | 247.1671
341103 |  | R | N | Y | N | JR | FRAME:RENEW SOFTWOOD EXT DOOR WITH CILL COMPLETE | Carpentry and Joinery | Door Frames and Linings | Door Frames - External - Softwood | NO | 250.3495 | Frame:Renew external door frame with rebated softwood door frame with cill to suit single door, bed in mortar, fix to brickwork, sealant, rehang door, ease, adjust, make good, decorate. | Frame:Renew external door frame with rebated softwood door frame with cill to suit any size single door, remove existing door and set aside, take out existing frame and bed new frame in cement mortar, plugged and screwed to brickwork and pointed with sealant, rehang door including ease and adjust, refix lock keep including housing out, make good all works disturbed including refix or renew any internal beads, architraves etc. and decorate to match existing internally and prepare for redecoration externally and remove waste and debris. | 250.3495
341105 |  | R | N | Y | N | JR | FRAME:RENEW SOFTWOOD EXT DOOR FANLIGHT COMPLETE | Carpentry and Joinery | Door Frames and Linings | Door Frames - External - Softwood | NO | 376.5615 | Frame:Renew external door frame with softwood door frame, rebated and with fanlight over, to suit single door, bed in mortar, fix to brickwork, sealant, rehang door, ease, adjust, decorate. | Frame:Renew external door frame with softwood door frame, rebated and with fanlight over, to suit any size single door, remove existing door and set aside, remove existing frame and bed new frame in mortar, plugged and screwed to brickwork and point with sealant, rehang door including ease and adjust, refix lock keep including housing out, make good all works disturbed including refix or renew internal beads, architraves etc., double glaze to fanlight and decorate to match existing internally and externally and remove waste and debris. | 376.5615
341151 |  | R | N | Y | N | JR | FRAME:RENEW HARDWOOD EXT DOOR COMPLETE | Carpentry and Joinery | Door Frames and Linings | Door Frames - External - Hardwood | NO | 426.9961 | Frame:Renew external door frame with rebated hardwood door frame to suit single door, remove/rehang door, bed frame, sealant, ease adjust, refix lock keep, make good, decorate to match, remove debris. | Frame:Renew external door frame with rebated hardwood door frame to suit any size single door, remove existing door and set aside, take out existing frame and bed new frame in cement mortar, plugged and screwed to brickwork and pointed with sealant, rehang door, ease and adjust, refix lock keep including housing out, make good all works disturbed including refix or renew any internal beads, architraves etc. and decorate to match existing internally and externally and remove waste and debris. | 426.9961
341153 |  | R | N | Y | N | JR | FRAME:RENEW HARDWOOD EXT DOOR WITH CILL COMPLETE | Carpentry and Joinery | Door Frames and Linings | Door Frames - External - Hardwood | NO | 432.7291 | Frame:Renew external door frame with rebated hardwood door frame with cill to suit single door, remove/rehang door, bed frame, sealant, ease adjust, refix lock keep, make good, decorate, remove debris | Frame:Renew external door frame with rebated hardwood door frame with cill to suit any size single door, remove existing door and set aside, take out existing frame and bed new frame in cement mortar, plugged and screwed to brickwork and pointed with sealant, rehang door including ease and adjust, refix lock keep including housing out, make good all works disturbed including refix or renew any internal beads, architraves etc., decorate to match existing internally and externally and remove waste and debris. | 432.7291
341155 |  | R | N | Y | N | JR | FRAME:RENEW HARDWOOD EXT DOOR FANLIGHT COMPLETE | Carpentry and Joinery | Door Frames and Linings | Door Frames - External - Hardwood | NO | 618.2835 | Frame:Renew external door frame with rebated hardwood door frame with glazed fanlight to suit single door, remove/rehang door, bed frame, sealant, ease adjust, refix lock keep, make good, decorate. | Frame:Renew external door frame with hardwood door frame, rebated and with fanlight over, to suit any size single door, remove existing door and set aside, remove existing frame and bed new frame in mortar, plugged and screwed to brickwork and point with sealant, rehang door including ease and adjust, refix lock keep including housing out, make good all works disturbed including refix or renew internal beads, architraves etc., double glaze to fanlight and decorate to match existing internally and externally and remove waste and debris. | 618.2835
341201 |  | R | N | Y | N | JR | FRAME:RENEW PROPRIETARY FRAME | Carpentry and Joinery | Door Frames and Linings | Door Frames - External - High Performance | NO | 311.3002 | Frame:Renew external door frame with any rebated proprietary high performance door frame to suit single door, bed in mortar, fix to brickwork, sealant, ease, adjust, make good, architraves. | Frame:Renew external door frame with any rebated proprietary high performance door frame to suit any size single door, take out existing frame and bed new frame in cement mortar, plugged and screwed to brickwork and pointed with sealant, make good all works disturbed including refix or renew any internal beads, architraves etc. and remove waste and debris. | 311.3002
341203 |  | R | N | Y | N | JR | FRAME:RENEW PROPRIETARY FRAME WITH CILL COMPLETE | Carpentry and Joinery | Door Frames and Linings | Door Frames - External - High Performance | NO | 336.6775 | Frame:Renew external door frame with any rebated proprietary high performance door frame with cill for single door, bed in mortar, fix to brickwork, sealant, ease, adjust, make good. | Frame:Renew external door frame with any rebated proprietary high performance door frame with cill to suit any size single door, take out existing frame and bed new frame in cement mortar, plugged and screwed to brickwork and pointed with sealant, make good all works disturbed including refix or renew any internal beads, architraves etc. and remove waste and debris. | 336.6775
341205 |  | R | N | Y | N | JR | FRAME:RENEW PROPRIETARY FANLIGHT COMPLETE | Carpentry and Joinery | Door Frames and Linings | Door Frames - External - High Performance | NO | 412.6807 | Frame:Renew external door frame with any rebated proprietary high performance door frame with fanlight for single door, bed in mortar, fix to brickwork, sealant, ease, adjust, make good. | Frame:Renew external door frame with any rebated proprietary high performance door frame and fanlight over, to suit any size single door, remove existing frame and bed new frame in mortar, plugged and screwed to brickwork and pointed with sealant, make good all works disturbed including refix or renew any internal beads, architraves etc., double glaze to fanlight and remove waste and debris. | 412.6807
341207 |  | R | N | Y | N | JR | FRAME:RENEW PROPRIETARY FANLIGHT CILL | Carpentry and Joinery | Door Frames and Linings | Door Frames - External - High Performance | NO | 454.1455 | Frame:Renew external door frame with any rebated proprietary high performance door frame with cill and fanlight for single door, bed in mortar, fix to brickwork, sealant, ease, adjust, make good. | Frame:Renew external door frame with any rebated proprietary high performance door frame with cill and fanlight to suit any size single door, remove existing frame and bed new frame in mortar, plugged and screwed to brickwork and pointed with sealant, make good all works disturbed including refix or renew any internal beads, architraves etc., double glaze to fanlight and remove waste and debris. | 454.1455
341301 |  | R | N | Y | N | JR | FRAME:RENEW SOFTWOOD COMBINATION UNIT | Carpentry and Joinery | Windows | Frames - Combination - Softwood | SM | 653.0585 | Frame:Renew window/door frame unit with standard softwood unit, weatherstripping, ironmongery, double glazed, make good, decorate to match, opening lights. | Frame:Renew window/door frame unit with standard softwood unit including ne 2 No. opening lights, factory applied base stain or primer finish, compressible weatherstripping, ironmongery including locking handles, glazing beads, windows preslotted for trickle ventilators including screens, remove existing frame and fix new in prepared opening, bed in mortar and point with sealant, double glazed, make good to all finishes and decorate to match existing internally and prepare for redecoration externally and remove waste and debris (remove/rehang existing door or renew door to be ordered separately). | 653.0585
341401 |  | R | N | Y | N | JR | FRAME:RENEW PREFINISHED SOFTWOOD COMBINATION UNIT | Carpentry and Joinery | Windows | Frames - Combination - Pre-Finished Softwood | SM | 655.4878 | Frame:Renew window/door frame with prefinished double glazed standard softwood unit, ne 2 No. opening lights, fixed lights, weatherstrip, ironmongery, bed frame, sealant, make good (Door msd sep). | Frame:Renew window/door frame unit with prefinished standard softwood unit including ne 2 No. opening lights, fixed lights, factory applied finish, compressible weatherstripping, ironmongery including locking handles, glazing beads, windows preslotted for trickle ventilators including screens, remove existing frame and fix new in prepared opening, bed in mortar and point with sealant, double glazed, make good to all finishes and remove waste and debris (remove/rehang existing door or renew door to be ordered separately). | 655.4878
341501 |  | R | N | Y | N | JR | FRAME:RENEW HARDWOOD COMBINATION UNIT | Carpentry and Joinery | Windows | Frames - Combination - Hardwood | SM | 732.7078 | Frame:Renew window/door frame unit with standard hardwood unit, weatherstripping, ironmongery, double glazed, make good, decorate to match, opening lights. | Frame:Renew window/door frame unit with standard hardwood unit including ne 2 No. opening lights, fixed lights, factory applied base stain, compressible weatherstripping, ironmongery including locking handles, glazing beads, windows preslotted for trickle ventilators including screens, remove existing frame and fix new in prepared opening, bed in mortar and point with sealant, double glazed, make good to all finishes and decorate to match existing internally and externally and remove waste and debris (remove/rehang existing door or renew door to be ordered separately). | 732.7078
341701 |  | R | N | N | N | JR | WATERBAR:RENEW | Carpentry and Joinery | Door Frames and Linings | Door Frames - Water Bars | NO | 17.7517 | Waterbar:Renew ne 914mm long proprietary waterbar screwed to timber or concrete including plugging and bedded in sealant. | Waterbar:Renew ne 914mm long proprietary waterbar screwed to timber or concrete including plugging and bedded in sealant. | 17.7517
341705 |  | R | N | N | N | JR | WATERBAR:REFIX WATERBAR | Carpentry and Joinery | Door Frames and Linings | Door Frames - Water Bars | NO | 14.0428 | Waterbar:Lift existing proprietary waterbar, clean and refix, screw to timber and bed in sealant. | Waterbar:Lift existing proprietary waterbar, clean and refix, screw to timber and bed in sealant. | 14.0428
341901 |  | R | N | N | N | JR | WEATHERSTRIP:FIX AA TO DOOR AND FRAME | Carpentry and Joinery | Door Frames and Linings | Door Frames - Draughtproofing Strips and Sections | NO | 36.3079 | Weatherstrip:Supply and fix anodised aluminium proprietary weatherstrip to door and frame. | Weatherstrip:Supply and fix anodised aluminium proprietary weatherstrip to door and frame. | 36.3079
341903 |  | R | N | N | N | JR | WEATHERSTRIP:RENEW REBATED TO DOOR | Carpentry and Joinery | Door Frames and Linings | Door Frames - Draughtproofing Strips and Sections | NO | 41.8668 | Weatherstrip:Renew proprietary rebated weatherstrip to edge of timber door. | Weatherstrip:Renew proprietary rebated weatherstrip to edge of timber door. | 41.8668
341905 |  | R | N | N | N | JR | CILL:RENEW OR SUPPLY AND FIX PROPRIETARY CILL | Carpentry and Joinery | Door Frames and Linings | Door Frames - Draughtproofing Strips and Sections | NO | 63.2966 | Cill:Renew or supply and fix proprietary stormproof cill or threshold to existing cill including remove/rehang door, fix new cill including adapting door and existing cill as necessary and make good. | Cill:Renew or supply and fix proprietary stormproof cill or threshold to existing cill including remove and rehang door, fix new cill including adapting door and existing cill as necessary and make good. | 63.2966
341907 |  | R | N | N | N | JR | CILL:REFIX STORMGUARD THRESHOLD CILL | Carpentry and Joinery | Door Frames and Linings | Door Frames - Draughtproofing Strips and Sections | NO | 14.0428 | Cill:Refix Stormguard stormproof cill or proprietary threshold to existing cill including remove and rehang door as necessary, refix cill or threshold and make good. | Cill:Refix Stormguard stormproof cill or proprietary threshold to existing cill including remove and rehang door as necessary, refix cill or threshold and make good. | 14.0428
341921 |  | R | N | N | N | JR | DRAUGHTPROOF:RENEW FOAM STRIP | Carpentry and Joinery | Door Frames and Linings | Door Frames - Draughtproofing Strips and Sections | LM | 3.5166 | Draughtproof:Renew existing or supply and fix new vinyl sheathed compressible polyurethane foam draught strip with adhesive backing to any door or window at any level. | Draughtproof:Renew existing or supply and fix new vinyl sheathed compressible polyurethane foam draught strip with adhesive backing to any door or window at any level. | 3.5166
341923 |  | R | N | N | N | JR | DRAUGHTPROOF:RENEW PLASTIC BRUSH TYPE | Carpentry and Joinery | Door Frames and Linings | Door Frames - Draughtproofing Strips and Sections | LM | 11.1861 | Draughtproof:Renew existing or supply and fix new brush or pile type draught excluder with rigid PVC carrier, to any door or window at any level including fixing with pins to timber. | Draughtproof:Renew existing or supply and fix new brush or pile type draught excluder with rigid PVC carrier, to any door or window at any level including fixing with pins to timber. | 11.1861
341931 |  | U | N | N | Y | JR | THRESHOLD:RENEW TRAPPER BAR RUBBER | Carpentry and Joinery | Door Frames and Linings | Door Frames - Draughtproofing Strips and Sections | IT | 7.8048 | Threshold:Renew or supply and fix replacement rubber seal to proprietary threshold, make good and remove waste and debris. | Threshold:Renew or supply and fix replacement rubber seal to proprietary threshold, make good and remove waste and debris. | 7.8048
342105 |  | R | N | Y | N | JR | FRAME:RENEW INTERNAL WITH STOPS AND ARCHITRAVES | Carpentry and Joinery | Door Frames and Linings | Door Frames, Linings, Casings - Internal - Timber | NO | 128.0147 | Frame:Renew internal softwood door frame or lining ne 32x144mm for single door, plug to brickwork, ne25x50mm softwood door stops, ne 25x75mm softwood architraves both sides, make good, decorate. | Frame:Renew internal softwood door frame or lining with new lining ne 32x144mm to suit any size single door, plugged to brickwork, complete with ne25x50mm softwood door stops and ne 25x75mm set of softwood architraves both sides, make good all works disturbed and decorate to match existing and remove waste and debris. | 128.0147
342106 |  | R | N | Y | N | JR | FRAME:RENEW DOUBLE INTERNAL STOPS ARCHITRAVES | Carpentry and Joinery | Door Frames and Linings | Door Frames, Linings, Casings - Internal - Timber | NO | 154.4843 | Frame:Renew internal door frame or lining with new softwood lining ne 32x144mm to suit pair of internal flush doors, 14x27mm door stops and ne 25x75mm architraves both sides, make good, decorate. | Frame:Renew internal softwood door frame or lining with new lining ne 32x144mm to suit pair of internal flush doors, frame fixed including plugging to structure, complete with 14x27mm softwood door stops and ne 25x75mm set of softwood architraves both sides, make good all works disturbed and decorate to match existing and remove waste and debris. | 154.4843
342107 |  | R | N | Y | N | JR | FRAME:RENEW INTERNAL STOPS+ARCHS+DOOR REMOVAL | Carpentry and Joinery | Door Frames and Linings | Door Frames, Linings, Casings - Internal - Timber | NO | 153.1754 | Frame:Renew internal softwood door frame or lining ne 32x144mm for single door, remove, rehang door, ne25x50mm softwood door stops, ne 25x75mm softwood architraves both sides, make good, decorate. | Frame:Renew internal softwood door frame or lining with new lining ne 32x144mm to suit any size single door, remove existing door and set aside, take out existing frame, stops and architraves and plug frame to brickwork, complete with ne25x50mm softwood door stops and set of ne 25x75mm softwood architraves both sides, rehang door, ease and adjust, refix keep including housing out, make good all works disturbed and decorate to match existing and remove waste and debris. | 153.1754
342108 |  | R | N | Y | N | JR | FRAME:RENEW DOUBLE INTERNAL STOPS+ARCHS+DOOR REM | Carpentry and Joinery | Door Frames and Linings | Door Frames, Linings, Casings - Internal - Timber | NO | 185.2039 | Frame:Renew internal frame or lining with new softwood lining ne 32x144mm to suit pair of internal flush doors, 14x27mm door stops, 25x75mm architraves both sides, rehang doors, make good, decorate. | Frame:Renew internal softwood door frame or lining with new lining ne 32x144mm to suit pair of internal doors, remove existing doors and set aside, take out existing frame, stops and architraves, frame fixed including plugging to structure, complete with 14x27mm softwood door stops and set of ne 25x75mm softwood architraves both sides, rehang doors, ease and adjust, refix keep including housing out, make good all works disturbed and decorate to match existing and remove waste and debris. | 185.2039
342110 |  | R | N | Y | N | JR | FRAME:RENEW INTERNAL DOUBLE FANLIGHT ARCH STOPS | Carpentry and Joinery | Door Frames and Linings | Door Frames, Linings, Casings - Internal - Timber | NO | 265.5621 | Double Frame:Renew internal door frame or lining with fanlight over to pair of internal doors, 32x144mm softwood door lining with glazed fanlight, stops and architraves both sides, make good, decorate | Double Frame:Renew internal door frame or lining with fanlight over with 32x144mm softwood door lining with fanlight to suit pair of internal doors, frame fixed including plugging to structure, fanlight glazed and secured with and including screwed beads, complete with 14x27mm softwood door stops and ne 25x75mm softwood architraves both sides, make good to all works disturbed and decorate to match existing and remove waste and debris. | 265.5621
342115 |  | R | N | Y | N | JR | FRAME:RENEW INTERNAL FANLIGHT ARCHITRAVE STOPS | Carpentry and Joinery | Door Frames and Linings | Door Frames, Linings, Casings - Internal - Timber | NO | 204.3138 | Frame:Renew internal door frame or lining with fanlight over with 32x144mm softwood door lining with fanlight for single door, plug to brickwork, fanlight glazed, with new architraves and stops. | Frame:Renew internal door frame or lining with fanlight over with 32x144mm softwood door lining with fanlight to suit any size single door, plugged to brickwork, fanlight glazed and secured with and including screwed beads, complete with ne25x50mm softwood door stops and ne 25x75mm softwood architraves both sides, make good to all works disturbed and decorate to match existing and remove waste and debris. | 204.3138
342301 |  | R | N | N | N | JR | FRAME:RENEW CLOSING EXTERNAL SOFTWOOD JAMB | Carpentry and Joinery | Door Frames and Linings | Door Frames - Repairs - Timber | NO | 112.3781 | Frame:Renew closing jamb of single external door frame, joint new any size and profile treated softwood door frame, bed in mortar, fixed to brickwork, take off and refix stop and architrave. | Frame:Renew closing jamb of single external door frame, joint new any size and profile preservative treated softwood door frame, splayed jointed to head, bedded in cement mortar, plugged and screwed to brickwork, including take off and refix stop and architrave, take off and refix lock and keep including housing out, decorate to match existing and make good all works disturbed including renew sealant and remove waste and debris. | 112.3781
342302 |  | R | N | Y | N | JR | FRAME:RENEW CLOSING EXTERNAL HARDWOOD JAMB | Carpentry and Joinery | Door Frames and Linings | Door Frames - Repairs - Timber | NO | 163.1222 | Frame:Renew closing jamb of single external door frame, joint new any size and profile treated hardwood door frame, bed in mortar, fixed to brickwork, take off and refix stop and architrave. | Frame:Renew closing jamb of single external door frame, joint new any size and profile hardwood door frame, splayed jointed to head, bedded in cement mortar, plugged and screwed to brickwork, including take off and refix stop and architrave, take off and refix lock and keep including housing out, decorate to match existing and make good all works disturbed including renew sealant and remove waste and debris. | 163.1222
342303 |  | R | N | N | N | JR | FRAME:RENEW HANGING EXTERNAL SOFTWOOD JAMB | Carpentry and Joinery | Door Frames and Linings | Door Frames - Repairs - Timber | NO | 123.4957 | Frame:Renew hanging jamb of single external door frame, remove, rehang door, joint new any size profile treated softwood door frame to head frame, bed in mortar, fix to brickwork, make good, decorate. | Frame:Renew hanging jamb of single external door frame, remove existing door and set aside, cut out frame, joint new any size and profile preservative treated softwood door frame to head frame, bedded in cement mortar, plugged and screwed to brickwork including take off and refix stop and architraves, cut out housing for butts and rehang door, ease and adjust, decorate to match existing and make good all works disturbed including renew sealant and remove waste and debris. | 123.4957
342304 |  | R | N | Y | N | JR | FRAME:RENEW HANGING EXTERNAL HARDWOOD JAMB | Carpentry and Joinery | Door Frames and Linings | Door Frames - Repairs - Timber | NO | 174.2401 | Frame:Renew hanging jamb of single external door frame, remove, rehang door, joint new any size profile treated hardwood door frame to head frame, bed in mortar, fix to brickwork, make good, decorate. | Frame:Renew hanging jamb of single external door frame, remove existing door and set aside, cut out frame, joint new any size and profile hardwood door frame to head frame, bedded in cement mortar, plugged and screwed to brickwork including take off and refix stop and architraves, cut out housing for butts and rehang door, ease and adjust, decorate to match existing and make good all works disturbed including renew sealant and remove waste and debris. | 174.2401
342307 |  | R | N | N | N | JR | FRAME:SPLICE EXTERNAL REPAIR NE 1.0M | Carpentry and Joinery | Door Frames and Linings | Door Frames - Repairs - Timber | NO | 57.7012 | Frame:Cut out and splice new piece ne 1.00m long into external door frame, remove, rehang door, remove, refix keep, ease, adjust, make good, point with sealant, and decorate to match existing. | Frame:Cut out and splice new piece ne 1.00m long into external door frame, including remove and rehang door, remove and refix keep as necessary, ease and adjust and make good butt recesses in frame, point with sealant, decorate to match existing internally and prepare for redecoration externally and remove waste and debris. | 57.7012
342309 |  | U | N | N | Y | JR | FRAME:REFIX LOOSE EXTERNAL FRAME | Carpentry and Joinery | Door Frames and Linings | Door Frames - Repairs - Timber | NO | 43.9537 | Frame:Remove and refix loose external door frame, including remove and refix door and one set of architraves, touch up decorations and renew sealant and remove waste and debris. | Frame:Remove and refix loose external door frame, including remove and refix door and one set of architraves, touch up decorations and renew sealant and remove waste and debris. | 43.9537
342311 |  | U | N | N | Y | JR | FRAME:REPAIR AFTER FORCED ENTRY | Carpentry and Joinery | Door Frames and Linings | Door Frames - Repairs - Timber | NO | 25.1606 | Frame:Repair external door frame after forced access, cut out and splice in new piece to frame, remove and refix keep or hinge and touch up decoration. | Frame:Repair external door frame after forced access, cut out and splice in new piece to frame, remove and refix keep or hinge and touch up decoration. | 25.1606
342313 |  | U | N | N | Y | JR | FRAME:RAKE OUT AND REPOINT EXTERNAL SEALANT | Carpentry and Joinery | Door Frames and Linings | Door Frames - Repairs - Timber | LM | 3.2004 | Frame:Rake out and repoint external door frame with sealant. | Frame:Rake out and repoint external door frame with sealant. | 3.2004
342315 |  | R | N | N | N | JR | FRAME:RENEW HARDWOOD CILL | Carpentry and Joinery | Door Frames and Linings | Door Frames - Repairs - Timber | NO | 112.391 | Frame:Renew any size hardwood cill to door frame including remove cill, remove, rehang door, fix new cill, bed in mortar, new water bar, decorate, make good to all finishes. | Frame:Renew any size hardwood cill to door frame including remove old cill, remove and rehang door, fix new cill bedded in cement mortar including new water bar, redecorate cill to match existing and make good all finishes disturbed and remove waste and debris. | 112.391
342317 |  | R | N | N | N | JR | FRAME:RENEW INTERNAL CLOSING JAMB | Carpentry and Joinery | Door Frames and Linings | Door Frames - Repairs - Timber | NO | 57.3683 | Frame:Renew closing jamb of single internal door frame with any size and any profile softwood door frame, jointed to head, plug to brickwork, renew 14x27mm stop and refix architraves, make good. | Frame:Renew closing jamb of single internal door frame with any size and any profile softwood door frame, jointed to head, plugged to brickwork, including take off, renew 14x27mm stop and refix architraves, take off and refix lock keep including housing out, decorate to match existing and make good all work disturbed and remove waste and debris. | 57.3683
342321 |  | R | N | N | N | JR | FRAME:SPLICE INTERNAL REPAIR | Carpentry and Joinery | Door Frames and Linings | Door Frames - Repairs - Timber | NO | 31.9531 | Frame:Cut out and splice new piece ne 1.00mm long into internal door frame, remove/rehang door, ease and adjust, make good butt recesses in frame, remove/refix architraves and stops, decorate. | Frame:Cut out and splice new piece ne 1.00mm long into internal door frame, remove/rehang door as necessary, including ease and adjust, make good butt recesses in frame, remove/refix architraves and stops as necessary and decorate to match existing. | 31.9531
342323 |  | U | N | N | Y | JR | FRAME:REFIX LOOSE INTERNAL DOOR FRAME | Carpentry and Joinery | Door Frames and Linings | Door Frames - Repairs - Timber | NO | 29.257 | Frame:Remove and refix loose internal door frame, including remove and refix door and two sets of architraves, make good finishes and touch up decorations. | Frame:Remove and refix loose internal door frame, including remove and refix door and two sets of architraves, make good finishes and touch up decorations. | 29.257
342325 |  | U | N | N | Y | JR | FRAME:REPAIR LOOSE INTERNAL FRAME JOINTS | Carpentry and Joinery | Door Frames and Linings | Door Frames - Repairs - Timber | NO | 14.0428 | Frame:Repair loose or open joints to internal door frame, glue joints, screw as necessary, clamp up joints and touch up decorations. | Frame:Repair loose or open joints to internal door frame, glue joints, screw as necessary, clamp up joints and touch up decorations. | 14.0428
342341 | New | U | N | N | Y | JR | DOOR FRAME:FIRESTOPPING | Carpentry and Joinery | Door Frames and Linings | Door Frames - Firestopping | LM | 31.763 | Door Frame:Carefully remove existing architrave, fill void with half hour fire rated intumescent paste/foam, make good, touch up, remove waste, debris. Undertaken by fire door certified operative. | Door Frame:Carefully remove existing architrave, fill void between door frame and wall with half hour fire rated intumescent paste or fire foam, remove excess foam, refix architrave, make good, touch up decorations, remove waste and debris. Undertaken by a fire door certified operative eg. BMTRADA or other approved certified body. | 31.763
342501 |  | U | N | N | Y | JR | STOP:RENEW SOFTWOOD DOOR STOP SET | Carpentry and Joinery | Door Frames and Linings | Door Stops - Softwood | IT | 21.9937 | Stop:Renew any size upto 25x50mm planted softwood door stop set to door frame and prepare for redecoration and remove waste and debris. | Stop:Renew any size upto 25x50mm planted softwood door stop set to door frame and prepare for redecoration and remove waste and debris. | 21.9937
342505 |  | U | N | N | Y | JR | STOP:REFIX LOOSE DOOR SET | Carpentry and Joinery | Door Frames and Linings | Door Stops - Softwood | IT | 7.372 | Stop:Refix any loose door stop set to door frame, glued, screwed in accordance with BS459 Part 2 to door frame, adjust to accommodate firecheck door, prepare for redecoration, remove waste and debris. | Stop:Refix any loose door stop set to door frame, glued, screwed in accordance with BS459 Part 2 to door frame, adjust to accommodate firecheck door, prepare for redecoration, remove waste and debris. | 7.372
342511 |  | R | N | Y | N | JR | STOP:RENEW HARDWOOD DOOR STOP SET | Carpentry and Joinery | Door Frames and Linings | Door Stops - Hardwood | IT | 53.6487 | Stop:Renew any size upto 25x50mm planted hardwood door stop set to door frame and decorate to match existing, remove waste and debris. | Stop:Renew any size upto 25x50mm planted hardwood door stop set to door frame and decorate to match existing, remove waste and debris. | 53.6487
345201 |  | R | N | Y | N | JR | DOORS:RENEW PAIR L AND B TO GARAGE | Carpentry and Joinery | Garage Doors and Frames | Door - Garage - Matchboard - Softwood | IT | 616.6321 | Door:Renew garage doors with new pair of softwood ledged, braced and matchboarded doors to suit size of existing opening, hang each on one pair of 450mm tee hinges, transfer ironmongery, decorate. | Door:Renew garage doors with new pair of 45mm softwood preservative treated ledged, braced and matchboarded doors to suit size of existing opening with 169x20mm ledges and 106x20mm braces covered on face with 20mm tongued, grooved and V jointed boarding and hang each leaf on one pair of 450mm galvanised tee hinges, transfer existing lock and bolts, make good and decorate to match existing and remove waste and debris. | 616.6321
345203 |  | U | N | N | Y | JR | GARAGE DOOR:EASE ADJUST INCLUDING REMOVE | Carpentry and Joinery | Garage Doors and Frames | Door - Garage - Matchboard - Softwood | NO | 89.5245 | Door:Ease and adjust pair of garage doors, each hung on pair of tee hinges, including remove and rehang doors, make good to frame and touch up decorations and remove waste and debris. | Door:Ease and adjust pair of garage doors, each hung on pair of tee hinges, including remove and rehang doors, make good to frame and touch up decorations and remove waste and debris. | 89.5245
345205 |  | R | N | Y | N | JR | DOOR:RENEW SINGLE LEAF L AND B TO GARAGE | Carpentry and Joinery | Garage Doors and Frames | Door - Garage - Matchboard - Softwood | IT | 273.5627 | Door:Renew single leaf of garage doors with 45mm softwood preservative treated ledged, braced, matchboarded door to suit existing opening, existing lock and bolts, make good, prepare for redecoration. | Door:Renew single leaf of garage doors with 45mm softwood preservative treated ledged, braced and matchboarded doors to suit size of existing opening with 169x20mm ledges and 106x20mm braces covered on face with 20mm tongued, grooved and V jointed boarding and hang leaf on one pair of 450mm galvanised tee hinges, transfer existing lock and bolts, make good and prepare for redecoration and remove waste and debris. | 273.5627
345207 |  | R | N | Y | N | JR | DOOR:OVERHAUL PAIR GARAGE | Carpentry and Joinery | Garage Doors and Frames | Door - Garage - Matchboard - Softwood | NO | 81.4253 | Door:Overhaul pair of any size timber garage doors, ease and adjust, remove, rehang, splice in repairs, remove, refix or renew ironmongery, make good, touch up decorations, remove waste and debris. | Door:Overhaul pair of any size timber garage doors, ease and adjust, remove and rehang, splice in timber repairs, remove, refix or renew ironmongery as necessary, make good to frame, touch up decorations, and remove waste and debris. | 81.4253
345401 |  | R | N | Y | N | JR | GARAGE DOOR:RENEW METAL UP AND OVER | Carpentry and Joinery | Garage Doors and Frames | Doors - Garage - Renewals - Up and Over Metal | IT | 726.4971 | Garage Door:Renew any garage door with pre primed metal up and over garage door, overall size ne 2.438x2.055m complete with all ironmongery and hang to existing frame, make good, and decorate. | Garage Door:Renew any garage door with pre-primed metal up and over garage door, overall size ne 2.438x2.055m complete with all ironmongery and hanging to existing frame, make good to all works disturbed and decorate to match existing and remove waste and debris. | 726.4971
345403 |  | R | N | Y | N | JR | GARAGE DOOR:RENEW METAL UP AND OVER AND FRAME | Carpentry and Joinery | Garage Doors and Frames | Doors - Garage - Renewals - Up and Over Metal | IT | 887.4671 | Garage Door:Renew any garage door with pre primed metal up and over garage door, overall size ne 2.438x2.055mwith new frame, ironmongery, fix frame to structure, make good, decorate, remove debris. | Garage Door:Renew any garage door with pre-primed metal up and over garage door, overall size ne 2.438x2.055m complete with new metal frame, all ironmongery and fix frame to structure including plugging as necessary and hang up and over door on frame, make good to all works disturbed and decorate to match existing and remove waste and debris. | 887.4671
345411 |  | R | N | Y | N | JR | GARAGE DOOR:RENEW METAL UP AND OVER 2436 x 2286MM | Carpentry and Joinery | Garage Doors and Frames | Doors - Garage - Renewals - Up and Over Metal | IT | 767.3914 | Garage Door:Renew any garage door with pre primed metal up and over garage door, overall size ne 2.436x2.286m complete with all ironmongery and hang to existing frame, make good, and decorate. | Garage Door:Renew any garage door with pre-primed metal up and over garage door, overall size 2.438x2.286m complete with all ironmongery and hanging to existing frame, make good to all works disturbed and decorate to match existing and remove waste and debris. | 767.3914
345413 |  | R | N | Y | N | JR | GARAGE DOOR:RENEW METAL UP AND OVER 2744 x 2055MM | Carpentry and Joinery | Garage Doors and Frames | Doors - Garage - Renewals - Up and Over Metal | IT | 1174.1943 | Garage Door:Renew any garage door with pre primed metal up and over garage door, overall size ne 2.744x2.055m complete with all ironmongery and hang to existing frame, make good, and decorate. | Garage Door:Renew any garage door with pre-primed metal up and over garage door, overall size ne 2.744x2.055m complete with all ironmongery and hanging to existing frame, make good to all works disturbed and decorate to match existing and remove waste and debris. | 1174.1943
345415 |  | R | N | Y | N | JR | GARAGE DOOR:RENEW METAL UP AND OVER 2744 x 2286MM | Carpentry and Joinery | Garage Doors and Frames | Doors - Garage - Renewals - Up and Over Metal | IT | 1188.9597 | Garage Door:Renew any garage door with pre primed metal up and over garage door, overall size ne 2.744x2.286m complete with all ironmongery and hang to existing frame, make good, and decorate. | Garage Door:Renew any garage door with pre-primed metal up and over garage door, overall size ne 2.744x2.286m complete with all ironmongery and hanging to existing frame, make good to all works disturbed and decorate to match existing and remove waste and debris. | 1188.9597
345417 |  | R | N | Y | N | JR | GARAGE DOOR:RENEW METAL UP AND OVER 3049 x 2055MM | Carpentry and Joinery | Garage Doors and Frames | Doors - Garage - Renewals - Up and Over Metal | IT | 1203.7368 | Garage Door:Renew any garage door with pre primed metal up and over garage door, overall size ne 3.049x2.055m complete with all ironmongery and hang to existing frame, make good, and decorate. | Garage Door:Renew any garage door with pre-primed metal up and over garage door, overall size 3.049x2.055m complete with all ironmongery and hanging to existing frame, make good to all works disturbed and decorate to match existing and remove waste and debris. | 1203.7368
345419 |  | R | N | Y | N | JR | GARAGE DOOR:RENEW METAL UP AND OVER 3049 x 2286MM | Carpentry and Joinery | Garage Doors and Frames | Doors - Garage - Renewals - Up and Over Metal | IT | 1482.1734 | Garage Door:Renew any garage door with pre primed metal up and over garage door, overall size ne 3.049x2.286m complete with all ironmongery and hang to existing frame, make good, and decorate. | Garage Door:Renew any garage door with pre-primed metal up and over garage door, overall size ne 3.049x2.286m complete with all ironmongery and hanging to existing frame, make good to all works disturbed and decorate to match existing and remove waste and debris. | 1482.1734
345601 |  | R | N | N | N | JR | GARAGE DOOR:REMOVE AND REFIX UP AND OVER | Carpentry and Joinery | Garage Doors and Frames | Doors - Garage - Repairs - Up and Over Metal | IT | 86.3084 | Garage Door:Take down and rehang metal up and over garage door, ease and adjust operating mechanism and leave operational, and prepare for redecoration and remove waste and debris. | Garage Door:Take down and rehang metal up and over garage door, ease and adjust operating mechanism and leave operational, and prepare for redecoration and remove waste and debris. | 86.3084
345602 |  | R | N | Y | N | JR | GARAGE DOOR:EASE AND ADJUST UP AND OVER | Carpentry and Joinery | Garage Doors and Frames | Doors - Garage - Repairs - Up and Over Metal | IT | 36.2785 | Garage Door:Ease and adjust operating mechanism to metal up and over garage door and leave operational. | Garage Door:Ease and adjust operating mechanism to metal up and over garage door and leave operational. | 36.2785
345603 |  | R | N | N | N | JR | GARAGE DOOR:REPAIR UP AND OVER METAL | Carpentry and Joinery | Garage Doors and Frames | Doors - Garage - Repairs - Up and Over Metal | IT | 58.805 | Garage Door:Repair any metal up and over garage door including remove fittings and door, straighten/repair dents and holes, rehang door, fittings and ease, and touch up decorations. | Garage Door:Repair any metal up and over garage door including remove fittings and door, straighten/repair dents and holes, rehang door, fittings and ease, and prepare for redecoration and remove waste and debris. | 58.805
345605 |  | R | N | N | N | JR | GARAGE DOOR:RENEW SPINDLE/ROLLER/CABLE | Carpentry and Joinery | Garage Doors and Frames | Doors - Garage - Repairs - Up and Over Metal | NO | 39.7336 | Garage Door:Renew spindle, roller and cable assembly to metal up and over garage door and adjust. | Garage Door:Renew spindle, roller and cable assembly to metal up and over garage door and adjust. | 39.7336
345607 |  | R | N | N | N | JR | GARAGE DOOR:RENEW LOCKING BAR TO UP AND OVER | Carpentry and Joinery | Garage Doors and Frames | Doors - Garage - Repairs - Up and Over Metal | NO | 41.5963 | Garage Door:Renew locking bar to metal up and over garage door and adjust. | Garage Door:Renew locking bar to metal up and over garage door and adjust. | 41.5963
345609 |  | R | N | N | N | JR | GARAGE DOOR:RENEW LOCK HANDLE TO UP AND OVER | Carpentry and Joinery | Garage Doors and Frames | Doors - Garage - Repairs - Up and Over Metal | NO | 25.8364 | Garage Door:Renew lock handle to metal up and over garage door, adjust and provide two new keys to tenant. | Garage Door:Renew lock handle to metal up and over garage door, adjust and provide two new keys to tenant. | 25.8364
345611 |  | R | N | N | N | JR | GARAGE DOOR:RENEW LOCK TO UP AND OVER | Carpentry and Joinery | Garage Doors and Frames | Doors - Garage - Repairs - Up and Over Metal | NO | 26.4696 | Garage Door:Renew lock to metal up and over garage door, including redrill for fixing bolts and alter door to receive new lock and collect and return keys to tenant. | Garage Door:Renew lock to metal up and over garage door, including redrill for fixing bolts and alter door to receive new lock and collect and return keys to tenant. | 26.4696
345613 |  | R | N | N | N | JR | GARAGE DOOR:RENEW ROLLERS AND CHANNELS | Carpentry and Joinery | Garage Doors and Frames | Doors - Garage - Repairs - Up and Over Metal | IT | 72.6421 | Garage Door:Renew set of rollers and guide channels to any metal up and over garage door, adjust and leave operational, make good as necessary and remove waste and debris. | Garage Door:Renew set of rollers and guide channels to any metal up and over garage door, adjust and leave operational, make good as necessary and remove waste and debris. | 72.6421
345615 |  | R | N | N | N | JR | GARAGE DOOR:SUPPLY COUNTERBALANCE DOOR SPRING | Carpentry and Joinery | Garage Doors and Frames | Doors - Garage - Repairs - Up and Over Metal | NO | 46.1724 | Garage Door:Supply and fix new or renew any counterbalance door spring to up and over garage door including removing existing fitting, adjust and leave operational, make good as necessary. | Garage Door:Supply and fix new or renew any counterbalance door spring to up and over garage door including removing existing fitting, adjust and leave operational, make good as necessary and remove waste and debris. | 46.1724
345617 |  | R | N | N | N | JR | GARAGE DOOR:RENEW KEEP | Carpentry and Joinery | Garage Doors and Frames | Doors - Garage - Repairs - Up and Over Metal | NO | 19.1656 | Garage Door:Renew keep to any type of garage door lock including removing existing fitting and make good operational, make good as necessary and remove waste and debris. | Garage Door:Renew keep to any type of garage door lock including removing existing fitting and make good operational, make good as necessary and remove waste and debris. | 19.1656
345619 |  | R | N | N | N | JR | GARAGE DOOR:RENEW SUPPORT ARM | Carpentry and Joinery | Garage Doors and Frames | Doors - Garage - Repairs - Up and Over Metal | IT | 27.4641 | Garage Door:Renew support arm to any metal up and over garage door, adjust and leave operational, make good operational, make good as necessary and remove waste and debris. | Garage Door:Renew support arm to any metal up and over garage door, adjust and leave operational, make good operational, make good as necessary and remove waste and debris. | 27.4641
345631 | New | R | N | N | N | JR | GARAGE DOOR:REMOVE, REFIX , RENEW METAL FRAME | Carpentry and Joinery | Garage Doors and Frames | Door Frames - Garage - Metal | IT | 225.3135 | Garage Door:Take down, set aside up and over door, renew proprietary self finished metal angle garage door frame, fix to structure, rehang up and over door, ease and adjust, remove waste and debris. | Garage Door:Take down and set aside metal up and over garage door, take off existing and renew proprietary self finished metal angle garage door frame to suit size of door and opening, fix to structure, rehang door, ease and adjust, and remove waste and debris. | 225.3135
345633 | New | R | N | N | N | JR | GARAGE DOOR:RENEW METAL FRAME WHILST DOOR REMOVED | Carpentry and Joinery | Garage Doors and Frames | Door Frames - Garage - Metal | IT | 158.6068 | Garage Door:Renew metal garage door frame, whilst up and over door has been removed, renew with proprietary self finished metal angle frame, fix to structure, rehang door msd sep, remove waste, debris | Garage Door:Take down and remove metal garage door frame, whilst up and over garage door has been removed for repairs, renew with proprietary self finished metal angle garage door frame to suit size of door and opening, fix to structure, rehanging of door measured separately, remove waste and debris. | 158.6068
345701 |  | R | N | Y | N | JR | GARAGE FRAME:RENEW COMPLETE | Carpentry and Joinery | Garage Doors and Frames | Door Frames - Garage - Timber | IT | 195.9649 | Garage Frame:Renew garage door frame with matching treated softwood frame to suit any size or type of door, remove, rehang, fix new frame into position, point with sealant, make good, decorate. | Garage Frame:Renew garage door frame with matching tanalised softwood frame to suit any size or type of door, remove existing door with fittings and set aside, take out existing frame, fix new frame into position including plugging, screwing and bedding as appropriate, point all round with sealant, rehang existing door complete with fittings, ease, adjust and adapt as necessary to leave operational, make good all works disturbed and decorate to match existing and remove waste and debris. | 195.9649
345703 |  | R | N | Y | N | JR | GARAGE FRAME:RENEW HEAD OR JAMB | Carpentry and Joinery | Garage Doors and Frames | Door Frames - Garage - Timber | NO | 82.4235 | Garage Frame:Renew head or jamb member to any type or size garage door frame with matching treated softwood member, remove, rehang door, fix new member, point with sealant, make good, decorate. | Garage Frame:Renew head or jamb member to any type or size garage door frame with matching tanalised softwood member, remove existing door with fittings and set aside, carefully remove defective section of frame, fix new member into position including plugging, screwing and bedding as appropriate, joint new member to existing retained members, point along new member with sealant, rehang existing door complete with fittings, ease, adjust and adapt as necessary to leave operational, make good all works disturbed and decorate to match existing and remove waste and debris. | 82.4235
350001 |  | R | N | N | N | JR | LINING:TAKE DOWN AND CLEAR | Carpentry and Joinery | Internal Joinery | Cladding or Linings - Internal Wall and Ceilings | SM | 3.8913 | Wall:Take down any type of sheet wall linings, clear away and denail studding, areas over 1.00sm, and remove waste and debris. | Wall:Take down any type of sheet wall linings, clear away and denail studding, areas over 1.00sm and remove waste and debris. | 3.8913
350005 |  | R | N | Y | N | JR | PANELLING:RENEW IN HARDBOARD | Carpentry and Joinery | Internal Joinery | Cladding or Linings - Internal Wall and Ceilings | SM | 27.5643 | Panelling:Remove existing hardboard panelling and renew with 3.2mm faced hardboard panelling fixed to softwood with brass cups and screws and remove waste and debris. | Panelling:Remove existing hardboard panelling and renew with 3.2mm faced hardboard panelling fixed to softwood with brass cups and screws and remove waste and debris. | 27.5643
350007 |  | R | N | Y | N | JR | PANELLING:RENEW IN MAHOGANY PLYWOOD | Carpentry and Joinery | Internal Joinery | Cladding or Linings - Internal Wall and Ceilings | SM | 51.6026 | Panelling:Remove existing panelling and renew with 6mm mahogany veneered plywood panelling fixed to softwood with brass cups and screws and remove waste and debris. | Panelling:Remove existing panelling and renew with 6mm mahogany veneered plywood panelling fixed to softwood with brass cups and screws and remove waste and debris. | 51.6026
350009 |  | R | N | Y | N | JR | LINING:RENEW 6MM FIBREBOARD | Carpentry and Joinery | Internal Joinery | Cladding or Linings - Internal Wall and Ceilings | SM | 24.8082 | Lining:Remove existing fibreboard lining to wall, ceiling or soffit and renew with 6mm fibreboard lining fixed to softwood, all labours, and remove waste and debris. | Lining:Remove existing fibreboard lining to wall, ceiling or soffit and renew with 6mm fibreboard lining fixed to softwood including all labours, cutting around pipes, electrical accessories etc. and remove waste and debris. | 24.8082
350011 |  | R | N | Y | N | JR | LINING:RENEW 12MM FIBREBOARD | Carpentry and Joinery | Internal Joinery | Cladding or Linings - Internal Wall and Ceilings | SM | 34.1111 | Lining:Remove existing fibreboard lining to wall, ceiling or soffit and renew with 12mm fibreboard lining fixed to softwood, all labours, and remove waste and debris. | Lining:Remove existing fibreboard lining to wall, ceiling or soffit and renew with 12mm fibreboard lining fixed to softwood including all labours, cutting around pipes, electrical accessories etc. and remove waste and debris. | 34.1111
350013 |  | R | N | Y | N | JR | LINING TO SHOWER ROOMS:INSTALL 9MM WBP | Carpentry and Joinery | Internal Joinery | Cladding or Linings - Internal Wall and Ceilings | SM | 35.311 | Lining to Shower Rooms:Supply and fix 9mm WBP plywood lining to walls of shower or wet rooms boards fixed to existing wall, labours, sealant, prepare to receive tiling, remove waste and debris. | Lining to Shower Rooms:Supply and fix 9mm WBP plywood lining to walls of shower rooms or wet rooms, to receive wall tiling, plywood fixed with plugs, screws and washers to plastered brickwork or blockwork, or screws and washers to stud partitions, including all labours, cutting around door and window openings, pipes, electrical outlets, taping joints, seal around all openings and at perimeters of lining with silicone sealant and prepared to receive wall tiling, remove waste and debris. | 35.311
350015 |  | R | N | Y | N | JR | LINING TO SHOWER ROOMS:WATER RESIST TILING BOARD | Carpentry and Joinery | Internal Joinery | Cladding or Linings - Internal Wall and Ceilings | SM | 40.0846 | Lining to Shower Rooms:Supply and fix 12mm water resistant lining boards to walls of shower rooms, boards fixed to existing wall, labours, sealant, prepare to receive tiling, remove waste and debris. | Lining to Shower Rooms:Supply and fix 12mm water resistant lining boards to walls of shower rooms or wet rooms, to receive wall tiling, boards fixed with plaster dabs, or plugs, screws and washers to plastered brickwork or blockwork, or screws and washers to stud partitions, including all labours, cutting around door and window openings, pipes, electrical outlets, joints, seal around all openings and at perimeters of lining with silicone sealant and prepared to receive wall tiling, remove waste and debris. | 40.0846
350017 |  | R | N | Y | N | JR | LINING TO SHOWER ROOMS:ACRYLIC LINING BOARDS | Carpentry and Joinery | Internal Joinery | Cladding or Linings - Internal Wall and Ceilings | SM | 138.3844 | Lining to Shower Rooms:Supply and install coloured proprietary acrylic faced laminated shower/wet room wall panelling, fixed with adhesive, support battens, all labours, cutting, sealant. | Lining to Shower Rooms:Supply and install coloured proprietary acrylic faced laminated shower room and wet room wall panelling, including internal and external corner and end cap, H joint and bottom profiles, panelling fixed with applicable adhesive recommended in the manufacturers technical data sheet for the background to which the panelling is being applied, provide additional support battens behind panelling where sanitary fitting are to be fixed to the panelling, including all labours, cutting around door and window openings, pipes, electrical outlets, joints, seal around all openings and at perimeters of lining with silicone sealant, remove waste and debris. | 138.3844
351001 |  | R | N | Y | N | JR | STAIRCASE:RENEW SOFTWOOD NOSING TO TREAD | Carpentry and Joinery | Internal Joinery | Staircases | NO | 27.5656 | Staircase:Renew rounded softwood nosing to tread, housed into string including all wedges and blocks glued and screwed to face of existing tread, and decorate to match existing. | Staircase:Renew rounded softwood nosing to tread, housed into string including all wedges and blocks glued and screwed to face of existing tread, decorate to match existing and remove waste and debris. | 27.5656
351002 |  | R | N | Y | N | JR | STAIRCASE:RENEW COVER FILLET TO TREAD | Carpentry and Joinery | Internal Joinery | Staircases | NO | 7.8633 | Staircase:Renew softwood cover fillet, glued and screwed to face of riser and to underside of tread, decorate to match existing and remove waste and debris. | Staircase:Renew softwood cover fillet, glued and screwed to face of riser and to underside of tread, decorate to match existing and remove waste and debris. | 7.8633
351003 |  | U | Y | N | Y | JR | STAIRCASE:RENEW TREAD AND RISER UNIT | Carpentry and Joinery | Internal Joinery | Staircases | NO | 65.6495 | Staircase:Renew rounded softwood tread and plywood riser to staircase tread housed into strings and including all wedges and blocks, glued and screwed and decorate to match existing. | Staircase:Renew rounded softwood tread and plywood riser to staircase tread housed into strings and including all wedges and blocks, glued and screwed and decorate to match existing and remove waste and debris. | 65.6495
351004 |  | U | Y | N | Y | JR | STAIRCASE:RENEW TREAD | Carpentry and Joinery | Internal Joinery | Staircases | NO | 63.6839 | Staircase:Renew softwood tread to staircase housed into strings, including all wedges and blocks, glued and screwed, prepare for redecoration. | Staircase:Renew softwood tread to staircase housed into strings, including all wedges and blocks, glued and screwed, prepare for redecoration. | 63.6839
351005 |  | U | Y | N | Y | JR | STAIRCASE:RENEW WINDER TREAD-300MM | Carpentry and Joinery | Internal Joinery | Staircases | NO | 62.9506 | Staircase:Renew softwood winder tread to staircase 300mm extreme width, including cutting to size and fix in place from underside of staircase and decorate to match existing. | Staircase:Renew softwood winder tread to staircase 300mm extreme width, including cutting to size and fix in place from underside of staircase and decorate to match existing and remove waste and debris. | 62.9506
351007 |  | R | N | Y | N | JR | STAIRCASE:RENEW NEWEL POST | Carpentry and Joinery | Internal Joinery | Staircases | NO | 82.9264 | Staircase:Renew ne 100x100mm softwood newel or half newel post ne 1.50m high, including cut to length, fix to place, decorate to match existing and remove waste and debris. | Staircase:Renew ne 100x100mm softwood newel or half newel post ne 1.50m high, including cut to length, fix to place, decorate to match existing and remove waste and debris. | 82.9264
351008 |  | R | N | Y | N | JR | STAIRCASE:RENEW RISER UNIT | Carpentry and Joinery | Internal Joinery | Staircases | NO | 26.9156 | Staircase:Renew plywood riser to staircase tread housed into strings, all wedges and blocks, glued and screwed, decorate to match existing, remove/reinstate soffit to staircase, remove debris. | Staircase:Renew plywood riser to staircase tread housed into strings and including all wedges and blocks, glued and screwed and decorate to match existing, remove and reinstate plasterboard soffit to staircase and remove waste and debris. | 26.9156
351009 |  | U | Y | N | Y | JR | STAIRCASE:RENEW SOFTWOOD BALUSTER | Carpentry and Joinery | Internal Joinery | Staircases | NO | 17.9572 | Staircase:Renew 25x25mm softwood baluster housed at each end to string and handrail, decorate to match existing and remove waste and debris. | Staircase:Renew 25x25mm softwood baluster housed at each end to string and handrail, decorate to match existing and remove waste and debris. | 17.9572
351010 |  | R | N | Y | N | JR | STAIRCASE:RENEW INTERMEDIATE RAIL | Carpentry and Joinery | Internal Joinery | Staircases | LM | 22.1991 | Staircase:Renew ne 25x125mm softwood intermediate rail housed at each end to newel post and fixed to balusters, decorate to match existing and remove waste and debris. | Staircase:Renew ne 25x125mm softwood intermediate rail housed at each end to newel post and fixed to balusters, decorate to match existing and remove waste and debris. | 22.1991
351011 |  | R | N | N | N | JR | STAIRCASE:SPLICE TO STRING NE 0.5M | Carpentry and Joinery | Internal Joinery | Staircases | NO | 49.2616 | Staircase:Renew section of wall or outer string to staircase ne 500mm long, splice in new section including remove and refix treads and risers as necessary and decorate to match existing. | Staircase:Renew section of wall or outer string to staircase ne 500mm long, splice in new section including remove and refix treads and risers as necessary and decorate to match existing and remove waste and debris. | 49.2616
351013 |  | U | Y | N | Y | JR | STAIRCASE:REFIX LOOSE TREAD | Carpentry and Joinery | Internal Joinery | Staircases | NO | 14.0428 | Staircase:Refix any loose tread by screwing through tread into top edge of riser (where there is no access to underside of staircase). | Staircase:Refix any loose tread by screwing through tread into top edge of riser (where there is no access to underside of staircase). | 14.0428
351015 |  | R | N | N | N | JR | STAIRCASE:REFIX LOOSE NEWEL POST | Carpentry and Joinery | Internal Joinery | Staircases | NO | 22.3812 | Staircase:Refix any loose newel post, any length, including remove and refix treads and risers if necessary, make good decorations to match existing. | Staircase:Refix any loose newel post, any length, including remove and refix treads and risers if necessary, make good decorations to match existing. | 22.3812
351017 |  | U | Y | N | Y | JR | STAIRCASE:REFIX LOOSE BALUSTER | Carpentry and Joinery | Internal Joinery | Staircases | NO | 8.4839 | Staircase:Refix any loose stair baluster, any size and length including fixing to string and handrail as necessary, make good decorations to match existing. | Staircase:Refix any loose stair baluster, any size and length including fixing to string and handrail as necessary, make good decorations to match existing. | 8.4839
351019 |  | U | Y | N | Y | JR | STAIRCASE:OVERHAUL | Carpentry and Joinery | Internal Joinery | Staircases | IT | 111.7602 | Staircase:Overhaul existing staircase, clean off stair treads, landings, punch in nail heads, screw down all loose boards etc. securely fix existing balustrades, wedge treads, riser make good. | Staircase:Overhaul existing staircase, clean off stair treads and landings, punch in all nail heads, screw down all loose boards etc., securely fix all existing balustrades, wedge treads and risers and make good all works disturbed. | 111.7602
352001 |  | R | N | Y | N | JR | HANDRAIL:RENEW 44X69MM NEWEL TYPE | Carpentry and Joinery | Internal Joinery | Handrails | LM | 50.8318 | Handrail:Renew 44x69mm half round softwood handrail, including ramps and shaped ends, fixed between staircase newel posts, remove and refix balustrading and decorate to match existing. | Handrail:Renew 44x69mm half round softwood handrail, including ramps and shaped ends, fixed between staircase newel posts, remove and refix balustrading as necessary and decorate to match existing and remove waste and debris. | 50.8318
352003 |  | R | N | Y | N | JR | HANDRAIL:RENEW 32X119MM NEWEL TYPE | Carpentry and Joinery | Internal Joinery | Handrails | LM | 59.5679 | Handrail:Renew 32x119mm rounded softwood handrail including ramps and shaped ends fixed between staircase newel posts, remove and refix balustrading and decorate to match existing. | Handrail:Renew 32x119mm rounded softwood handrail including ramps and shaped ends fixed between staircase newel posts, remove and refix balustrading as necessary and decorate to match existing and remove waste and debris. | 59.5679
352005 |  | R | N | Y | N | JR | HANDRAIL:RENEW 44X69MM ON BRACKETS | Carpentry and Joinery | Internal Joinery | Handrails | LM | 32.4874 | Handrail:Renew with 44x69mm half round softwood handrail including ramps and shaped ends, fixed to existing brackets and decorate to match existing. | Handrail:Renew with 44x69mm half round softwood handrail including ramps and shaped ends, fixed to existing brackets and decorate to match existing and remove waste and debris. | 32.4874
352007 |  | R | N | Y | N | JR | HANDRAIL:RENEW 32X119MM ON BRACKETS | Carpentry and Joinery | Internal Joinery | Handrails | LM | 34.1024 | Handrail:Renew with 32x119mm rounded softwood handrail including ramps and shaped ends fixed to existing brackets and decorate to match existing and remove waste and debris. | Handrail:Renew with 32x119mm rounded softwood handrail including ramps and shaped ends fixed to existing brackets and decorate to match existing and remove waste and debris. | 34.1024
352009 |  | R | N | Y | N | JR | HANDRAIL:SUPPLY SOFTWOOD MOPSTICK INC BRACKETS | Carpentry and Joinery | Internal Joinery | Handrails | LM | 38.7195 | Handrail:Supply and fix 50x50mm softwood mopstick handrail on and including brackets, fixed to walls, make good finishes and decorate. | Handrail:Supply and fix 50x50mm softwood mopstick handrail on and including brackets, plugged and screwed to walls and decorate to match existing and remove waste and debris. | 38.7195
352010 |  | R | N | Y | N | JR | HANDRAIL:SUPPLY HARDWOOD MOPSTICK INC BRACKETS | Carpentry and Joinery | Internal Joinery | Handrails | LM | 47.466 | Handrail:Supply and fix 50x50mm hardwood mopstick handrail on and including brackets, plugged and screwed to walls and decorate to match existing and remove waste and debris. | Handrail:Supply and fix 50x50mm hardwood mopstick handrail on and including brackets, plugged and screwed to walls and decorate to match existing and remove waste and debris. | 47.466
352011 |  | R | N | N | N | JR | HANDRAIL:SUPPLY OR RENEW GALVANISED MS BRACKET | Carpentry and Joinery | Internal Joinery | Handrails | NO | 25.0057 | Handrail:Supply and fix or renew galvanised mild steel handrail bracket, fix to wall, and including any necessary plugging and make good plasterwork and decorate to match existing. | Handrail:Supply and fix or renew galvanised mild steel handrail bracket, fix to wall, including any necessary plugging and make good plasterwork and decorations to match existing and remove waste and debris. | 25.0057
352013 |  | U | N | N | Y | JR | HANDRAIL:REFIX LOOSE BRACKET | Carpentry and Joinery | Internal Joinery | Handrails | NO | 14.0428 | Handrail:Refix loose handrail bracket and including any necessary plugging to wall and make good plasterwork and decorations to match existing. | Handrail:Refix loose handrail bracket and including any necessary plugging to wall and make good plasterwork and decorations to match existing. | 14.0428
352015 |  | R | N | N | N | JR | HANDRAIL:SUPPLY AND FIX PATTRESS | Carpentry and Joinery | Internal Joinery | Handrails | NO | 14.1883 | Handrail:Supply and fix new pattress to wall and including any necessary plugging and make good plasterwork and decorations to match existing. | Handrail:Supply and fix new pattress to wall and including any necessary plugging and make good plasterwork and decorations to match existing. | 14.1883
352017 |  | R | N | N | N | JR | HANDRAIL:REFIX ON BRACKETS | Carpentry and Joinery | Internal Joinery | Handrails | LM | 12.375 | Handrail:Refix handrail, fixed to existing brackets and make good decorate to match existing. | Handrail:Refix handrail, fixed to existing brackets and make good decorate to match existing. | 12.375
355421 |  | R | N | Y | N | JR | GARAGE DOOR:RENEW METAL AND FRAME 2436 X 2286MM | Carpentry and Joinery | Garage Doors and Frames | Doors - Garage - Renewals - Up and Over Metal | IT | 831.8963 | Garage Door:Renew any garage door with pre primed metal up and over garage door, overall size ne 2.438x2.286m with new frame, ironmongery, fix frame to structure, make good, decorate, remove debris. | Garage Door:Renew any garage door with pre-primed metal up and over garage door, overall size ne 2.436x2.286m complete with new metal frame, all ironmongery and fix frame to structure including plugging as necessary and hang up and over door on frame, make good to all works disturbed and decorate to match existing and remove waste and debris. | 831.8963
355423 |  | R | N | Y | N | JR | GARAGE DOOR:RENEW METAL AND FRAME 2744 X 2055MM | Carpentry and Joinery | Garage Doors and Frames | Doors - Garage - Renewals - Up and Over Metal | IT | 1288.275 | Garage Door:Renew any garage door with pre primed metal up and over garage door, overall size ne 2.744x2.055m with new frame, ironmongery, fix frame to structure, make good, decorate, remove debris. | Garage Door:Renew any garage door with pre-primed metal up and over garage door, overall size ne 2.744x2.055m complete with new metal frame, all ironmongery and fix frame to structure including plugging as necessary and hang up and over door on frame, make good to all works disturbed and decorate to match existing and remove waste and debris. | 1288.275
355425 |  | R | N | Y | N | JR | GARAGE DOOR:RENEW METAL AND FRAME 2744 X 2286MM | Carpentry and Joinery | Garage Doors and Frames | Doors - Garage - Renewals - Up and Over Metal | IT | 1304.5263 | Garage Door:Renew any garage door with pre primed metal up and over garage door, overall size ne 2.744x2.286m with new frame, ironmongery, fix frame to structure, make good, decorate, remove debris. | Garage Door:Renew any garage door with pre-primed metal up and over garage door, overall size ne 2.744x2.286m complete with new metal frame, all ironmongery and fix frame to structure including plugging as necessary and hang up and over door on frame, make good to all works disturbed and decorate to match existing and remove waste and debris. | 1304.5263
355427 |  | R | N | Y | N | JR | GARAGE DOOR:RENEW METAL AND FRAME 3049 X 2055MM | Carpentry and Joinery | Garage Doors and Frames | Doors - Garage - Renewals - Up and Over Metal | IT | 1320.7776 | Garage Door:Renew any garage door with pre primed metal up and over garage door, overall size ne 3.049x2.055m with new frame, ironmongery, fix frame to structure, make good, decorate, remove debris. | Garage Door:Renew any garage door with pre-primed metal up and over garage door, overall size 3.049x2.055m complete with new metal frame, all ironmongery and fix frame to structure including plugging as necessary and hang up and over door on frame, make good to all works disturbed and decorate to match existing and remove waste and debris. | 1320.7776
355429 |  | R | N | Y | N | JR | GARAGE DOOR:RENEW METAL AND FRAME 3049 X 2286MM | Carpentry and Joinery | Garage Doors and Frames | Doors - Garage - Renewals - Up and Over Metal | IT | 1627.0602 | Garage Door:Renew any garage door with pre primed metal up and over garage door, overall size ne 3.049x2.286m with new frame, ironmongery, fix frame to structure, make good, decorate, remove debris. | Garage Door:Renew any garage door with pre-primed metal up and over garage door, overall size ne 3.049x2.286m complete with all ironmongery and hanging to existing frame, make good to all works disturbed and decorate to match existing and remove waste and debris. | 1627.0602
361001 |  | R | N | Y | N | JR | STOOL:RENEW TO CYLINDER | Carpentry and Joinery | Miscellaneous Fixtures/Fittings | Stool for Hot Water Cylinder | NO | 104.0765 | Stool:Renew stool for hot water cylinder, with 144x32mm bearers, 50x50mm legs, 69x32mm cross bearers, 19mm plywood top, remove and replace cylinder, test. | Stool:Renew or supply and fix wrot softwood stool for hot water cylinder, finished sizes 515x515x610mm high, formed of four 50x50mm legs, 144x32mm bearers, eight 69x32mm cross bearers and 19mm plywood top, remove and replace cylinder as necessary and test existing and remove waste and debris. | 104.0765
361021 |  | R | N | Y | N | JR | TANK STAND:NEW FOR CWST IN LOFT | Carpentry and Joinery | Miscellaneous Fixtures/Fittings | Tank Stands | NO | 100.1336 | Tank Stand:Construct new tank stand in loft to suit any size or type CWST ne 227 litres 19mm thick plywood base on two 150x50mm bearers and 100x38mm cross bearers at 300mm maximum centres. | Tank Stand:Construct new tank stand in loft to suit any size or type CWST ne 227 litres comprising 19mm thick plywood base on two 150x50mm bearers spanning minimum three ceiling joists with 100x38mm cross bearers at 300mm maximum centres existing and remove waste and debris. | 100.1336
361023 |  | R | N | Y | N | JR | TANK STAND:NEW REMOVE AND REFIX TANK IN LOFT | Carpentry and Joinery | Miscellaneous Fixtures/Fittings | Tank Stands | NO | 204.6408 | Tank Stand:Construct new or renew tank stand in loft to suit any size or type CWST ne 227 litres 19mm thick plywood base on two bearers and cross bearers, drain supply, disconnect, reconnect tank. | Tank Stand:Construct new or renew tank stand in loft to suit any size or type CWST ne 227 litres comprising 19mm thick plywood base on two 150x50mm bearers spanning minimum three, ceiling joists with 100x38mm cross bearers at 300mm maximum centres, including isolating water supply, drain system, disconnect all pipework and set tank aside, remove and clear from site existing stand if applicable, reposition existing tank on new stand, reconnect all pipework and adjust as necessary, reinstate water supply, refill tank and test on completion existing and remove waste and debris. | 204.6408
362001 |  | R | N | N | N | JR | HANGING RAIL:SUPPLY 25MM DIAMETER | Carpentry and Joinery | Miscellaneous Fixtures/Fittings | Hat and Coat Rails | LM | 15.5287 | Hanging Rail:Supply and fix 25mm diameter plastic coated steel tubular hanging rail, ne 3.00m long, each end housed into and including 100x38mm softwood bearers or chromium plated sockets. | Hanging Rail:Supply and fix 25mm diameter chromium plated or plastic coated steel tubular hanging rail, each end housed into and including 100x38mm softwood bearers or chromium plated sockets. (Note change in UOM). | 15.5287
362002 |  | R | N | Y | N | JR | HANGING RAIL:REMOVE AND REFIX | Carpentry and Joinery | Miscellaneous Fixtures/Fittings | Hat and Coat Rails | IT | 8.4839 | Hanging Rail:Remove, set aside and later refix any length of chromium plated or plastic coated steel hanging rail to existing bearers or sockets. | Hanging Rail:Remove, set aside and later refix any length of chromium plated or plastic coated steel hanging rail to existing bearers or sockets. | 8.4839
362003 |  | R | N | N | N | JR | HOOK:SUPPLY AND FIX HAT AND COAT HOOK | Carpentry and Joinery | Miscellaneous Fixtures/Fittings | Hat and Coat Rails | NO | 8.5537 | Hook:Supply and fix or refix anodised aluminium hat and coat hook. | Hook:Supply and fix or refix anodised aluminium hat and coat hook. | 8.5537
362050 |  | R | N | N | N | JR | HAT AND COAT RAIL:RENEW OR SUPPLY COMPLETE | Carpentry and Joinery | Miscellaneous Fixtures/Fittings | Hat and Coat Rails | LM | 57.6749 | Hat Coat Rail:Renew or supply and fix 20x70mm twice rounded wrot softwood hat and coat rail 1.00m long fixed to structure, decorate and supply and fix 3 No. anodised aluminium hat and coat hooks. | Hat and Coat Rail:Renew or supply and fix new ne 25x100mm wrot softwood hat and coat rail, including remove existing, fix new rail, plugged and screwed to any background, make good and prepare for redecoration, supply and fix anodised aluminium hat and coat hooks at 150mm centres, and remove waste and debris. | 57.6749
363001 |  | R | N | N | N | JR | CURTAIN BATTEN:RENEW OR FIX NEW | Carpentry and Joinery | Miscellaneous Fixtures/Fittings | Curtain Battens and Tracks | LM | 11.0465 | Curtain Batten:Renew or supply and fix new ne 25x75mm wrot softwood curtain batten remove/rehang rails and curtains, fix new batten to any background, make good, decorate to match existing. | Curtain Batten:Renew or supply and fix new ne 25x75mm wrot softwood curtain batten including remove existing including remove/rehang rails and curtains, fix new batten plugged and screwed to any background, make good and decorate to match existing. (Note change in UOM). | 11.0465
363011 |  | R | N | N | N | JR | CURTAIN TRACK:RENEW INCLUDING RUNNERS | Carpentry and Joinery | Miscellaneous Fixtures/Fittings | Curtain Battens and Tracks | LM | 22.3379 | Curtain Track:Renew or supply and fix new proprietary plastic curtain track system of any type and fixing to any type of background, plugging, screwing and make good as necessary. | Curtain Track:Renew or supply and fix new proprietary plastic curtain track system of any type and fixing to any type of background inclusive of all runners, brackets, end stops and similar fittings, plugging, screwing and making good as necessary. | 22.3379
371001 |  | R | N | Y | N | JR | KITCHEN UNIT:RENEW SINGLE BASE TO MATCH EXISTING | Carpentry and Joinery | Kitchen Units and Worktops | Kitchen Units to match Existing | NO | 200.2618 | Kitchen Unit:Renew any size or type of prefinished single base unit to match existing, plug and scribe to walls, any necessary grounds, make good to all finishes. | Kitchen Unit:Renew any size or type of prefinished single base unit to match existing including plug and scribe to walls and any necessary grounds and make good all wall and floor finishes disturbed and remove waste and debris. | 200.2618
371003 |  | R | N | Y | N | JR | KITCHEN UNIT:RENEW DOUBLE BASE TO MATCH EXISTING | Carpentry and Joinery | Kitchen Units and Worktops | Kitchen Units to match Existing | NO | 287.0047 | Kitchen Unit:Renew any size or type of prefinished double base unit to match existing, plug and scribe to walls, any necessary grounds, make good to all finishes. | Kitchen Unit:Renew any size or type of prefinished double base unit to match existing including plug and scribe to walls and any necessary grounds and make good all wall and floor finishes disturbed and remove waste and debris. | 287.0047
371005 |  | R | N | Y | N | JR | KITCHEN UNIT:RENEW CORNER BASE TO MATCH EXISTING | Carpentry and Joinery | Kitchen Units and Worktops | Kitchen Units to match Existing | NO | 271.8911 | Kitchen Unit:Renew any size or type of prefinished corner base unit to match existing, plug and scribe to walls, any necessary grounds, make good to all finishes. | Kitchen Unit:Renew any size or type of prefinished corner base unit to match existing including plug and scribe to walls and any necessary grounds and make good all wall and floor finishes disturbed and remove waste and debris. | 271.8911
371007 |  | R | N | Y | N | JR | KITCHEN UNIT:RENEW TALL FLOOR TO MATCH EXISTING | Carpentry and Joinery | Kitchen Units and Worktops | Kitchen Units to match Existing | NO | 325.9502 | Kitchen Unit:Renew any size or type of prefinished tall floor unit to match existing, plug and scribe to walls, any necessary grounds, make good to all finishes. | Kitchen Unit:Renew any size or type of prefinished tall floor unit to match existing including plug and scribe to walls and any necessary grounds and make good all wall and floor finishes disturbed and remove waste and debris. | 325.9502
371009 |  | R | N | Y | N | JR | KITCHEN UNIT:RENEW SINGLE WALL TO MATCH EXISTING | Carpentry and Joinery | Kitchen Units and Worktops | Kitchen Units to match Existing | NO | 113.8531 | Kitchen Unit:Renew any size or type of prefinished single wall unit, any height to match existing, plug and scribe to walls, any necessary grounds, make good to all finishes. | Kitchen Unit:Renew any size or type of prefinished single wall unit, any height to match existing, including plug and scribe to walls and any necessary grounds and make good to all wall and ceiling finishes disturbed and remove waste and debris. | 113.8531
371011 |  | R | N | Y | N | JR | KITCHEN UNIT:RENEW DOUBLE WALL TO MATCH EXISTING | Carpentry and Joinery | Kitchen Units and Worktops | Kitchen Units to match Existing | NO | 192.8075 | Kitchen Unit:Renew any size or type of prefinished double wall unit, any height, to match existing, plug and scribe to walls, any necessary grounds, make good to all finishes. | Kitchen Unit:Renew any size or type of prefinished double wall unit, any height, to match existing, including plug and scribe to walls and any necessary grounds and make good to all wall and ceiling finishes disturbed and remove waste and debris. | 192.8075
371013 |  | R | N | Y | N | JR | KITCHEN UNIT:RENEW CORNER WALL TO MATCH EXISTING | Carpentry and Joinery | Kitchen Units and Worktops | Kitchen Units to match Existing | NO | 195.7105 | Kitchen Unit:Renew any size or type of prefinished corner wall unit, any height, to match existing, plug and scribe to walls, any necessary grounds, make good to all finishes. | Kitchen Unit:Renew any size or type of prefinished corner wall unit, any height, to match existing, including plug and scribe to walls and any necessary grounds and make good to all wall and ceiling finishes disturbed and remove waste and debris. | 195.7105
371021 |  | R | N | Y | N | JR | KITCHEN UNIT:RENEW SINGLE BASE 300X500 | Carpentry and Joinery | Kitchen Units and Worktops | Kitchen Units - Clients Standard Specification | NO | 134.6599 | Kitchen Unit:Renew any type of prefinished complete single 300x500mm base unit including plug and scribe to walls and any necessary grounds and make good all wall and floor finishes disturbed. | Kitchen Unit:Renew any type of prefinished single 300x500mm base unit including plug and scribe to walls and any necessary grounds and make good all wall and floor finishes disturbed and remove waste and debris, self assembly or delivered to site ready assembled for installation complete with door, drawer front and drawer box, shelf, decor panels, handles, but excluding worktop and plinth. | 134.6599
371023 |  | R | N | Y | N | JR | KITCHEN UNIT:RENEW SINGLE BASE 600X500 | Carpentry and Joinery | Kitchen Units and Worktops | Kitchen Units - Clients Standard Specification | NO | 160.9147 | Kitchen Unit:Renew any type of prefinished complete single 600x500mm base unit including plug and scribe to walls and any necessary grounds and make good all wall and floor finishes disturbed. | Kitchen Unit:Renew any type of prefinished single 600x500mm base unit including plug and scribe to walls and any necessary grounds and make good all wall and floor finishes disturbed and remove waste and debris, self assembly or delivered to site ready assembled for installation complete with door, drawer front and drawer box, shelf, decor panels, handles, but excluding worktop and plinth. | 160.9147
371025 |  | R | N | Y | N | JR | KITCHEN UNIT:RENEW SINGLE BASE 300X600 | Carpentry and Joinery | Kitchen Units and Worktops | Kitchen Units - Clients Standard Specification | NO | 137.0818 | Kitchen Unit:Renew any type of prefinished complete single 300x600mm base unit including plug and scribe to walls and any necessary grounds and make good all wall and floor finishes disturbed. | Kitchen Unit:Renew any type of prefinished single 300x600mm base unit including plug and scribe to walls and any necessary grounds and make good all wall and floor finishes disturbed and remove waste and debris, self assembly or delivered to site ready assembled for installation complete with door, drawer front and drawer box, shelf, decor panels, handles, but excluding worktop and plinth. | 137.0818
371027 |  | R | N | Y | N | JR | KITCHEN UNIT:RENEW SINGLE BASE 400X600 | Carpentry and Joinery | Kitchen Units and Worktops | Kitchen Units - Clients Standard Specification | NO | 145.6345 | Kitchen Unit:Renew any type of prefinished complete single 400x600mm base unit including plug and scribe to walls and any necessary grounds and make good all wall and floor finishes disturbed. | Kitchen Unit:Renew any type of prefinished single 400x600mm base unit including plug and scribe to walls and any necessary grounds and make good all wall and floor finishes disturbed and remove waste and debris, self assembly or delivered to site ready assembled for installation complete with door, drawer front and drawer box, shelf, decor panels, handles, but excluding worktop and plinth. | 145.6345
371029 |  | R | N | Y | N | JR | KITCHEN UNIT:RENEW SINGLE BASE 500X600 | Carpentry and Joinery | Kitchen Units and Worktops | Kitchen Units - Clients Standard Specification | NO | 158.8906 | Kitchen Unit:Renew any type of prefinished complete single 500x600mm base unit including plug and scribe to walls and any necessary grounds and make good all wall and floor finishes disturbed. | Kitchen Unit:Renew any type of prefinished single 500x600mm base unit including plug and scribe to walls and any necessary grounds and make good all wall and floor finishes disturbed and remove waste and debris, self assembly or delivered to site ready assembled for installation complete with door, drawer front and drawer box, shelf, decor panels, handles, but excluding worktop and plinth. | 158.8906
371031 |  | R | N | Y | N | JR | KITCHEN UNIT:RENEW SINGLE BASE 600X600 | Carpentry and Joinery | Kitchen Units and Worktops | Kitchen Units - Clients Standard Specification | NO | 167.0572 | Kitchen Unit:Renew any type of prefinished complete single 600x600mm base unit including plug and scribe to walls and any necessary grounds and make good all wall and floor finishes disturbed. | Kitchen Unit:Renew any type of prefinished single 600x600mm base unit including plug and scribe to walls and any necessary grounds and make good all wall and floor finishes disturbed and remove waste and debris, self assembly or delivered to site ready assembled for installation complete with door, drawer front and drawer box, shelf, decor panels, handles, but excluding worktop and plinth. | 167.0572
371033 |  | R | N | Y | N | JR | KITCHEN UNIT:RENEW DOUBLE BASE 800MM | Carpentry and Joinery | Kitchen Units and Worktops | Kitchen Units - Clients Standard Specification | NO | 216.0559 | Kitchen Unit:Renew any type of prefinished complete double 800x600mm base unit including plug and scribe to walls and any necessary grounds and make good all wall and floor finishes disturbed. | Kitchen Unit:Renew any type of prefinished double 800x600mm base unit including plug and scribe to walls and any necessary grounds and make good all wall and floor finishes disturbed and remove waste and debris, self assembly or delivered to site ready assembled for installation complete with doors, drawer fronts and drawer boxes, shelf, decor panels, handles, but excluding worktop and plinth. | 216.0559
371035 |  | R | N | Y | N | JR | KITCHEN UNIT:RENEW DOUBLE BASE 1000MM | Carpentry and Joinery | Kitchen Units and Worktops | Kitchen Units - Clients Standard Specification | NO | 246.277 | Kitchen Unit:Renew any type of prefinished complete double 1000x600mm base unit including plug and scribe to walls and any necessary grounds and make good all wall and floor finishes disturbed. | Kitchen Unit:Renew any type of prefinished double 1000x600mm base unit including plug and scribe to walls and any necessary grounds and make good all wall and floor finishes disturbed and remove waste and debris, self assembly or delivered to site ready assembled for installation complete with doors, drawer fronts and drawer boxes, shelf, decor panels, handles, but excluding worktop and plinth. | 246.277
371037 |  | R | N | Y | N | JR | KITCHEN UNIT:RENEW DOUBLE BASE 1200MM | Carpentry and Joinery | Kitchen Units and Worktops | Kitchen Units - Clients Standard Specification | NO | 311.5279 | Kitchen Unit:Renew any type of prefinished complete double 1200x600mm base unit including plug and scribe to walls and any necessary grounds and make good all wall and floor finishes disturbed. | Kitchen Unit:Renew any type of prefinished double 1200x600mm base unit including plug and scribe to walls and any necessary grounds and make good all wall and floor finishes disturbed and remove waste and debris, self assembly or delivered to site ready assembled for installation complete with doors, drawer fronts and drawer boxes, shelf, decor panels, handles, but excluding worktop and plinth. | 311.5279
371039 |  | R | N | Y | N | JR | KITCHEN UNIT:RENEW CORNER BASE 800MM | Carpentry and Joinery | Kitchen Units and Worktops | Kitchen Units - Clients Standard Specification | NO | 305.5609 | Kitchen Unit:Renew any type of prefinished complete 800x600mm corner base unit including plug and scribe to walls and any necessary grounds and make good all wall and floor finishes disturbed. | Kitchen Unit:Renew any type of prefinished 800x600mm corner base unit including plug and scribe to walls and any necessary grounds and make good all wall and floor finishes disturbed and remove waste and debris, self assembly or delivered to site ready assembled for installation complete with door, drawer front and drawer box, shelf, decor panels, handles, but excluding worktop and plinth. | 305.5609
371041 |  | R | N | Y | N | JR | KITCHEN UNIT:RENEW CORNER BASE 1000MM | Carpentry and Joinery | Kitchen Units and Worktops | Kitchen Units - Clients Standard Specification | NO | 313.5988 | Kitchen Unit:Renew any type of prefinished complete 1000x600mm corner base unit including plug and scribe to walls and any necessary grounds and make good all wall and floor finishes disturbed. | Kitchen Unit:Renew any type of prefinished 1000x600mm corner base unit including plug and scribe to walls and any necessary grounds and make good all wall and floor finishes disturbed and remove waste and debris, self assembly or delivered to site ready assembled for installation complete with door, drawer front and drawer box, shelf, decor panels, handles, but excluding worktop and plinth. | 313.5988
371043 |  | R | N | Y | N | JR | KITCHEN UNIT:RENEW CORNER BASE 1200MM | Carpentry and Joinery | Kitchen Units and Worktops | Kitchen Units - Clients Standard Specification | NO | 329.4289 | Kitchen Unit:Renew any type of prefinished complete 1200x600mm corner base unit including plug and scribe to walls and any necessary grounds and make good all wall and floor finishes disturbed. | Kitchen Unit:Renew any type of prefinished 1200x600mm corner base unit including plug and scribe to walls and any necessary grounds and make good all wall and floor finishes disturbed and remove waste and debris, self assembly or delivered to site ready assembled for installation complete with door, drawer front and drawer box, shelf, decor panels, handles, but excluding worktop and plinth. | 329.4289
371045 |  | R | N | Y | N | JR | KITCHEN UNIT:RENEW LARDER UNIT | Carpentry and Joinery | Kitchen Units and Worktops | Kitchen Units - Clients Standard Specification | NO | 246.9673 | Kitchen Unit:Renew any type of prefinished complete tall larder floor unit, plug and scribe to walls, any necessary grounds, make good to all finishes, and remove waste and debris. | Kitchen Unit:Renew any type of prefinished tall larder floor unit including plug and scribe to walls and any necessary grounds and make good to all wall and floor finishes disturbed and remove waste and debris, self assembly or delivered to site ready assembled for installation complete with doors, shelves, decor panels, handles, but excluding plinth. | 246.9673
371047 |  | R | N | Y | N | JR | KITCHEN UNIT:RENEW APPLIANCE UNIT 1950MM | Carpentry and Joinery | Kitchen Units and Worktops | Kitchen Units - Clients Standard Specification | NO | 235.8494 | Kitchen Unit:Renew any type of prefinished complete 600x600x1950mm high appliance housing unit, plug and scribe to walls, any necessary grounds, make good to all finishes, remove waste and debris. | Kitchen Unit:Renew any type of prefinished 600x600x1950mm high appliance housing unit including plug and scribe to walls and any necessary grounds and make good to all wall and floor finishes disturbed and remove waste and debris, self assembly or delivered to site ready assembled for installation complete with doors, shelves, decor panels, handles, but excluding plinth. | 235.8494
371049 |  | R | N | Y | N | JR | KITCHEN UNIT:RENEW APPLIANCE UNIT 600MM | Carpentry and Joinery | Kitchen Units and Worktops | Kitchen Units - Clients Standard Specification | NO | 141.2432 | Kitchen Unit:Renew any type of prefinished complete 1000x600x600mm high appliance housing unit, plug and scribe to walls, any necessary grounds, make good all wall and floor finishes disturbed. | Kitchen Unit:Renew any type of prefinished 1000x600x600mm high appliance housing unit including plug and scribe to walls and any necessary grounds and make good to all wall and floor finishes disturbed and remove waste and debris, self assembly or delivered to site ready assembled for installation complete with doors, shelves, decor panels, handles, but excluding plinth. | 141.2432
371051 |  | R | N | Y | N | JR | KITCHEN UNIT:RENEW SINGLE WALL 300X300 900MM HIGH | Carpentry and Joinery | Kitchen Units and Worktops | Kitchen Units - Clients Standard Specification | NO | 103.4752 | Kitchen Unit:Renew any type of prefinished complete single 300x300mm wall unit, 900mm high, plug and scribe to walls, any necessary grounds, make good to all finishes. And remove waste and debris. | Kitchen Unit:Renew any type of prefinished single 300x300mm wall unit, 900mm high, including plug and scribe to walls and any necessary grounds and make good to all wall and ceiling finishes disturbed and remove waste and debris, self assembly or delivered to site ready assembled for installation complete with door, shelf, decor panels, handle, but excluding pelmet and cornice. | 103.4752
371053 |  | R | N | Y | N | JR | KITCHEN UNIT:RENEW SINGLE WALL 400X300 900MM HIGH | Carpentry and Joinery | Kitchen Units and Worktops | Kitchen Units - Clients Standard Specification | NO | 114.6721 | Kitchen Unit:Renew any type of prefinished complete single 400x300mm wall unit, 900mm high, plug and scribe to walls, any necessary grounds, make good to all finishes. And remove waste and debris. | Kitchen Unit:Renew any type of prefinished single 400x300mm wall unit, 900mm high, including plug and scribe to walls and any necessary grounds and make good to all wall and ceiling finishes disturbed and remove waste and debris, self assembly or delivered to site ready assembled for installation complete with door, shelf, decor panels, handle, but excluding pelmet and cornice. | 114.6721
371055 |  | R | N | Y | N | JR | KITCHEN UNIT:RENEW SINGLE WALL 500X300 900MM HIGH | Carpentry and Joinery | Kitchen Units and Worktops | Kitchen Units - Clients Standard Specification | NO | 119.0362 | Kitchen Unit:Renew any type of prefinished complete single 500x300mm wall unit, 900mm high, plug and scribe to walls, any necessary grounds, make good to all finishes. And remove waste and debris. | Kitchen Unit:Renew any type of prefinished single 500x300mm wall unit, 900mm high, including plug and scribe to walls and any necessary grounds and make good to all wall and ceiling finishes disturbed and remove waste and debris, self assembly or delivered to site ready assembled for installation complete with door, shelf, decor panels, handle, but excluding pelmet and cornice. | 119.0362
371057 |  | R | N | Y | N | JR | KITCHEN UNIT:RENEW SINGLE WALL 600X300 900MM HIGH | Carpentry and Joinery | Kitchen Units and Worktops | Kitchen Units - Clients Standard Specification | NO | 126.1966 | Kitchen Unit:Renew any type of prefinished complete single 600x300mm wall unit, 900mm high, plug and scribe to walls, any necessary grounds, make good to all finishes. And remove waste and debris. | Kitchen Unit:Renew any type of prefinished single 600x300mm wall unit, 900mm high, including plug and scribe to walls and any necessary grounds and make good to all wall and ceiling finishes disturbed and remove waste and debris, self assembly or delivered to site ready assembled for installation complete with door, shelf, decor panels, handle, but excluding pelmet and cornice. | 126.1966
371059 |  | R | N | Y | N | JR | KITCHEN UNIT:RENEW DOUBLE WALL 1000X300 500MM HIGH | Carpentry and Joinery | Kitchen Units and Worktops | Kitchen Units - Clients Standard Specification | NO | 194.27 | Kitchen Unit:Renew any type of prefinished complete double 1000x300mm wall unit, 500mm high, plug and scribe to walls, any necessary grounds, make good to all finishes. And remove waste and debris. | Kitchen Unit:Renew any type of prefinished double 1000x300mm wall unit, 500mm high including plug scribe to walls and any necessary grounds and make good to all wall and ceiling finishes disturbed and remove waste and debris, self assembly or delivered to site ready assembled for installation complete with doors, shelf, decor panels, handles, but excluding pelmet and cornice. | 194.27
371061 |  | R | N | Y | N | JR | KITCHEN UNIT:RENEW DOUBLE WALL 1000X300 900MM HIGH | Carpentry and Joinery | Kitchen Units and Worktops | Kitchen Units - Clients Standard Specification | NO | 200.12 | Kitchen Unit:Renew any type of prefinished complete double 1000x300mm wall unit, 900mm high, plug and scribe to walls, any necessary grounds, make good to all finishes. And remove waste and debris. | Kitchen Unit:Renew any type of prefinished double 1000x300mm wall unit, 900mm high including plug scribe to walls and any necessary grounds and make good to all wall and ceiling finishes disturbed and remove waste and debris, self assembly or delivered to site ready assembled for installation complete with doors, shelf, decor panels, handles, but excluding pelmet and cornice. | 200.12
371063 |  | R | N | Y | N | JR | KITCHEN UNIT:RENEW DOUBLE WALL 1200X300 500MM HIGH | Carpentry and Joinery | Kitchen Units and Worktops | Kitchen Units - Clients Standard Specification | NO | 200.0498 | Kitchen Unit:Renew any type of prefinished complete double 1200x300mm wall unit, 500mm high, plug and scribe to walls, any necessary grounds, make good to all finishes, and remove waste and debris. | Kitchen Unit:Renew any type of prefinished double 1200x300mm wall unit, 500mm high including plug scribe to walls and any necessary grounds and make good to all wall and ceiling finishes disturbed and remove waste and debris, self assembly or delivered to site ready assembled for installation complete with doors, shelf, decor panels, handles, but excluding pelmet and cornice. | 200.0498
371065 |  | R | N | Y | N | JR | KITCHEN UNIT:RENEW DOUBLE WALL 1200X300 900MM HIGH | Carpentry and Joinery | Kitchen Units and Worktops | Kitchen Units - Clients Standard Specification | NO | 206.0168 | Kitchen Unit:Renew any type of prefinished complete double 1200x300mm wall unit, 900mm high, plug and scribe to walls, any necessary grounds, make good to all finishes, and remove waste and debris. | Kitchen Unit:Renew any type of prefinished double 1200x300mm wall unit, 900mm high including plug scribe to walls and any necessary grounds and make good to all wall and ceiling finishes disturbed and remove waste and debris, self assembly or delivered to site ready assembled for installation complete with doors, shelf, decor panels, handles, but excluding pelmet and cornice. | 206.0168
371067 |  | R | N | Y | N | JR | KITCHEN UNIT:RENEW CORNER WALL 500X300 500MM HIGH | Carpentry and Joinery | Kitchen Units and Worktops | Kitchen Units - Clients Standard Specification | NO | 178.6987 | Kitchen Unit:Renew any type of prefinished complete 500x300mm corner wall unit, 500mm high, plug and scribe to walls, any necessary grounds, make good to all finishes, and remove waste and debris. | Kitchen Unit:Renew any type of prefinished 500x300mm corner wall unit, 500mm high including plug and scribe to walls and any necessary grounds and make good to all wall and ceiling finishes disturbed and remove waste and debris, self assembly or delivered to site ready assembled for installation complete with doors, shelf, decor panels, handles, but excluding pelmet and cornice. | 178.6987
371068 |  | R | N | Y | N | JR | KITCHEN UNIT:RENEW CORNER WALL 500X300 900MM HIGH | Carpentry and Joinery | Kitchen Units and Worktops | Kitchen Units - Clients Standard Specification | NO | 184.6657 | Kitchen Unit:Renew any type of prefinished complete 500x300mm corner wall unit, 900mm high, plug and scribe to walls, any necessary grounds, make good to all finishes, and remove waste and debris. | Kitchen Unit:Renew any type of prefinished 500x300mm corner wall unit, 900mm high including plug and scribe to walls and any necessary grounds and make good to all wall and ceiling finishes disturbed and remove waste and debris, self assembly or delivered to site ready assembled for installation complete with doors, shelf, decor panels, handles, but excluding pelmet and cornice. | 184.6657
371069 |  | R | N | Y | N | JR | KITCHEN UNIT:RENEW CORNER WALL 600X300 500MM HIGH | Carpentry and Joinery | Kitchen Units and Worktops | Kitchen Units - Clients Standard Specification | NO | 189.9658 | Kitchen Unit:Renew any type of prefinished 600x300mm corner wall unit, 500mm high, plug and scribe to walls, any necessary grounds, make good to all finishes. | Kitchen Unit:Renew any type of prefinished 600x300mm corner wall unit, 500mm high including plug and scribe to walls and any necessary grounds and make good to all wall and ceiling finishes disturbed and remove waste and debris, self assembly or delivered to site ready assembled for installation complete with doors, shelf, decor panels, handles, but excluding pelmet and cornice. | 189.9658
371070 |  | R | N | Y | N | JR | KITCHEN UNIT:RENEW CORNER WALL 600X300 900MM HIGH | Carpentry and Joinery | Kitchen Units and Worktops | Kitchen Units - Clients Standard Specification | NO | 160.7977 | Kitchen Unit:Renew any type of prefinished complete 600x300mm corner wall unit, 900mm high, plug and scribe to walls, any necessary grounds, make good to all finishes, and remove waste and debris. | Kitchen Unit:Renew any type of prefinished 600x300mm corner wall unit, 900mm high including plug and scribe to walls and any necessary grounds and make good to all wall and ceiling finishes disturbed and remove waste and debris, self assembly or delivered to site ready assembled for installation complete with doors, shelf, decor panels, handles, but excluding pelmet and cornice. | 160.7977
371071 |  | R | N | Y | N | JR | KITCHEN UNIT:RENEW DRAWER PACK 500X600 | Carpentry and Joinery | Kitchen Units and Worktops | Kitchen Units - Clients Standard Specification | NO | 268.8565 | Kitchen Unit:Renew any type of prefinished complete 500x600mm drawer pack unit, plug and scribe to walls, any necessary grounds, make good to all finishes, and remove waste and debris. | Kitchen Unit:Renew any type of prefinished 500x600mm drawer pack unit including plug and scribe to walls and any necessary grounds and make good all wall and floor finishes disturbed and remove waste and debris, self assembly or delivered to site ready assembled for installation complete with drawer fronts and drawer boxes, decor panels, handles, but excluding worktop and plinth. | 268.8565
371073 |  | R | N | Y | N | JR | KITCHEN UNIT:RENEW DRAWER PACK 600X600 | Carpentry and Joinery | Kitchen Units and Worktops | Kitchen Units - Clients Standard Specification | NO | 253.2955 | Kitchen Unit:Renew any type of prefinished complete 600x600mm drawer pack unit, plug and scribe to walls, any necessary grounds, make good to all finishes, and remove waste and debris. | Kitchen Unit:Renew any type of prefinished 600x600mm drawer pack unit including plug and scribe to walls and any necessary grounds and make good all wall and floor finishes disturbed and remove waste and debris, self assembly or delivered to site ready assembled for installation complete with drawer fronts and drawer boxes, decor panels, handles, but excluding worktop and plinth. | 253.2955
371074 |  | R | N | Y | N | JR | KITCHEN UNIT:RENEW COOKER HOOD COVER | Carpentry and Joinery | Kitchen Units and Worktops | Kitchen Units - Clients Standard Specification | NO | 110.4331 | Kitchen Unit:Renew any type of prefinished 600mm wide x 300mm deep x 250mm high cooker hood cover unit plug and scribe to walls, any necessary grounds, make good, remove waste and debris. | Kitchen Unit:Renew any type of prefinished 600mm wide a 300mm deep x 250mm high cooker hood cover unit including plug and scribe to walls and any necessary grounds and make good all wall and floor finishes disturbed and remove waste and debris. | 110.4331
372001 |  | R | N | Y | N | JR | WORKTOP:RENEW NE 40MM THICK POST FORMED | Carpentry and Joinery | Kitchen Units and Worktops | Worktops | LM | 46.6002 | Worktop:Renew with high density waterproof MR chipboard worktop ne 40mm thick, 1.3mm laminated sheet, post formed one edge, reverse compensated, veneer edges, silicone seal, splashback. | Worktop:Renew worktop with high density waterproof moisture resistant chipboard worktop ne 40mm thick to suit unit width with 1.3mm laminated sheet, post formed one edge, reverse compensated, including veneer exposed edges, disconnect from units, disconnect inset sink units, cut out for inset sinks, hob units etc., reconnect inset sink units, seal joint between worktop and wall with silicone sealant and make good damaged and renew any missing wall tiles and remove waste and debris, supplied and delivered to site complete with cap ends and joint strips. | 46.6002
372002 |  | R | N | Y | N | JR | WORKTOP:RENEW NE 40MM THICK DOUBLE POST FORMED | Carpentry and Joinery | Kitchen Units and Worktops | Worktops | LM | 53.6436 | Worktop:Renew with high density waterproof MR chipboard worktop ne 40mm thick, 1.3mm laminated sheet, post formed two edges, reverse compensated, veneer edges, silicone seal, splashback. | Worktop:Renew worktop with high density waterproof moisture resistant chipboard worktop ne 40mm thick to suit unit width with 1.3mm laminated sheet, post formed on both opposing edges, reverse compensated, including veneer exposed edges, disconnect from units, disconnect inset sink units, cut out for inset sinks, hob units etc., reconnect inset sink units, seal joint between worktop and wall with silicone sealant and make good damaged and renew any missing wall tiles and remove waste and debris, supplied and delivered to site complete with cap ends and joint strips. | 53.6436
372005 |  | R | N | N | N | JR | WORKTOP:REMOVE AND REFIX | Carpentry and Joinery | Kitchen Units and Worktops | Worktops | LM | 13.8851 | Worktop:Remove and securely refix any width worktop including seal joint to wall with waterproof sealant and make good damaged and renew any missing wall tiles. | Worktop:Remove and securely refix any width worktop including seal joint to wall with waterproof sealant and make good damaged and renew any missing wall tiles and remove waste and debris. | 13.8851
372007 |  | R | N | N | N | JR | WORKTOP:RENEW VENEER EDGING | Carpentry and Joinery | Kitchen Units and Worktops | Worktops | LM | 10.5427 | Worktop:Renew 1.3mm laminated sheet veneer edging to worktop or edge of cupboard door fixed with adhesive. | Worktop:Renew 1.3mm laminated sheet veneer edging to worktop or edge of cupboard door fixed with adhesive. | 10.5427
372009 |  | R | N | N | N | JR | WORKTOP:PROVIDE FLY END PANEL | Carpentry and Joinery | Kitchen Units and Worktops | Worktops | NO | 75.4706 | Worktop:Supply and fix 18mm chipboard end panel melamine faced both sides, PVC lipped on all edges or vinyl wrap MDF, 600x870mm high, fixed to worktop and floor with plastic angle brackets. | Worktop:Supply and fix 18mm chipboard end panel melamine faced both sides, PVC lipped on all edges or vinyl wrap MDF, 600x870mm high, fixed to worktop and floor with plastic angle brackets. | 75.4706
372011 |  | R | N | N | N | JR | WORKTOP:RENEW GALLOWS BRACKET | Carpentry and Joinery | Kitchen Units and Worktops | Worktops | NO | 24.6561 | Worktop:Renew gallows bracket overall 305x458mm made out of 50x38mm softwood plugged and screwed to wall and decorate to match existing. | Worktop:Renew gallows bracket overall 305x458mm made out of 50x38mm softwood plugged and screwed to wall and decorate to match existing. | 24.6561
372013 |  | R | N | N | N | JR | WORKTOP:RENEW LEG TO WORKTOP | Carpentry and Joinery | Kitchen Units and Worktops | Worktops | NO | 39.2446 | Worktop:Renew chromium plated metal support leg to worktop with flange plates screwed to floor and worktop. | Worktop:Renew chromium plated metal support leg to worktop with flange plates screwed to floor and worktop. | 39.2446
372017 |  | R | N | N | N | JR | WORKTOP:RENEW JOINT STRIP | Carpentry and Joinery | Kitchen Units and Worktops | Worktops | NO | 18.706 | Worktop:Renew aluminium joint strip between worktops including remove and refix worktops as necessary and make good. | Worktop:Renew aluminium joint strip between worktops including remove and refix worktops as necessary and make good. | 18.706
372019 |  | R | N | N | N | JR | WORKTOP:25X25MM EDGE TRIM | Carpentry and Joinery | Kitchen Units and Worktops | Worktops | LM | 11.9292 | Worktop:Supply and fix 25x25mm PVC/aluminium edge trim holed and screwed to softwood. | Edge Trim:Supply and fix 25x25mm PVC/aluminium edge trim holed and screwed to softwood. | 11.9292
372021 |  | R | N | N | N | JR | WORKTOP:PROVIDE COVERBEAD | Carpentry and Joinery | Kitchen Units and Worktops | Worktops | NO | 9.4371 | Worktop:Supply and fix proprietary aluminium L shaped cover bead rounded at end, screwed to edge of chipboard worktop. | Worktop:Supply and fix proprietary aluminium 'L' shaped cover bead rounded at end, screwed to edge of chipboard worktop. | 9.4371
373001 |  | R | N | N | N | JR | KITCHEN UNIT:REMOVE AND REFIX ANY TYPE | Carpentry and Joinery | Kitchen Units and Worktops | Kitchen Units - Repairs | NO | 29.1974 | Kitchen Unit:Remove and refix any kitchen unit including replug and screw to walls and make good to all finishes. | Kitchen Unit:Remove and refix any kitchen unit including replug and screw to walls and all making good. | 29.1974
373005 |  | R | N | Y | N | JR | KITCHEN UNIT:RENEW BLOCKBOARD DOOR | Carpentry and Joinery | Kitchen Units and Worktops | Kitchen Units - Repairs | NO | 102.2248 | Kitchen Unit:Renew blockboard door to any kitchen unit fit and hang on pair of 50mm butt hinges, ease and adjust, including housing out unit for hinges and decorate to match existing. | Kitchen Unit:Renew blockboard door to any kitchen unit on and including pair of 50mm butt hinges, fit and hang, ease and adjust, including housing out unit for hinges and decorate to match existing and remove waste and debris. | 102.2248
373007 |  | R | N | Y | N | JR | KITCHEN UNIT:RENEW BASE UNIT DOOR | Carpentry and Joinery | Kitchen Units and Worktops | Kitchen Units - Repairs | NO | 83.2146 | Kitchen Unit:Renew base unit door with melamine faced and edged chipboard or vinyl wrap door, including pair of spring loaded concealed hinges, fit and hang, ease and adjust. | Kitchen Unit:Renew base unit door with melamine faced and edged chipboard or vinyl wrapped MDF door, including pair of spring loaded concealed hinges, fit and hang, ease and adjust and remove waste and debris. | 83.2146
373009 |  | R | N | Y | N | JR | KITCHEN UNIT:RENEW WALL UNIT DOOR | Carpentry and Joinery | Kitchen Units and Worktops | Kitchen Units - Repairs | NO | 78.8973 | Kitchen Unit:Renew any height wall unit door with melamine faced and edged chipboard door to match existing, including pair of spring loaded concealed hinges, fit and hang, ease and adjust. | Kitchen Unit:Renew any height wall unit door with melamine faced and edged chipboard or vinyl wrapped MDF door, including pair of spring loaded concealed hinges, fit and hang, ease and adjust and remove waste and debris. | 78.8973
373010 |  | R | N | N | N | JR | KITCHEN UNIT:RENEW TRANSPARENT DOOR | Carpentry and Joinery | Kitchen Units and Worktops | Kitchen Units - Repairs | NO | 79.3302 | Kitchen Unit:Renew any height wall unit door with dementia friendly transparent door, including pair of spring loaded concealed hinges, fit and hang, ease and adjust and remove waste and debris. | Kitchen Unit:Renew any height wall unit door with dementia friendly transparent door, including pair of spring loaded concealed hinges, fit and hang, ease and adjust and remove waste and debris. | 79.3302
373011 |  | R | N | Y | N | JR | KITCHEN UNIT:RENEW TALL FLOOR UNIT DOOR | Carpentry and Joinery | Kitchen Units and Worktops | Kitchen Units - Repairs | NO | 126.9623 | Kitchen Unit:Renew tall floor unit door with melamine faced and edged chipboard door to match existing, including pair of spring loaded concealed hinges, fit and hang, ease and adjust. | Kitchen Unit:Renew tall floor unit door with melamine faced and edged or vinyl wrap chipboard door to match existing, including pair of spring loaded concealed hinges, fit and hang, including renew or remove and refix existing handle, ease and adjust and remove waste and debris. | 126.9623
373013 |  | R | N | Y | N | JR | KITCHEN UNIT:RENEW CUPBOARD BACK | Carpentry and Joinery | Kitchen Units and Worktops | Kitchen Units - Repairs | NO | 38.0554 | Kitchen Unit:Renew cupboard back with 3mm self finished hardboard, size approximately up to 1200mm wide x 900mm high. | Kitchen Unit:Renew cupboard back with 3mm self finished hardboard, size approximately upto 1200mm wide x 900mm high. | 38.0554
373015 |  | R | N | Y | N | JR | KITCHEN UNIT:RENEW SHELF TO UNIT | Carpentry and Joinery | Kitchen Units and Worktops | Kitchen Units - Repairs | NO | 34.3175 | Kitchen Unit:Renew shelf to base or wall unit with 19mm thick melamine faced and edged or vinyl wrap chipboard, fixed to existing bearers. | Kitchen Unit:Renew shelf to base or wall unit with 19mm thick melamine faced and edged or vinyl wrap chipboard, fixed to existing bearers. | 34.3175
373019 |  | R | N | Y | N | JR | KITCHEN UNIT:RENEW BOTTOM SHELF | Carpentry and Joinery | Kitchen Units and Worktops | Kitchen Units - Repairs | NO | 42.7831 | Kitchen Unit:Renew bottom shelf to base unit with 19mm thick melamine faced and edged chipboard or vinyl wrapped MDF, ne 575mm deep x 1150mm wide overall, cut and fit to unit. | Kitchen Unit:Renew bottom shelf to base unit with 19mm thick melamine faced and edged chipboard or vinyl wrapped MDF, ne 575mm deep x 1150mm wide overall, cut and fit to unit. | 42.7831
373021 |  | R | N | Y | N | JR | KITCHEN UNIT:RENEW SIDE PANEL | Carpentry and Joinery | Kitchen Units and Worktops | Kitchen Units - Repairs | NO | 58.6498 | Kitchen Unit:Renew side panel to any base unit with melamine faced and edged or vinyl wrap chipboard replacement panel including cut and fit to unit. | Kitchen Unit:Renew side panel to any base unit with melamine faced and edged or vinyl wrap chipboard replacement panel including cut and fit to unit. | 58.6498
373023 |  | R | N | Y | N | JR | KITCHEN UNIT:RENEW PLINTH | Carpentry and Joinery | Kitchen Units and Worktops | Kitchen Units - Repairs | LM | 29.4846 | Kitchen Unit:Renew plinth to any base unit with melamine faced and edged chipboard or vinyl wrap MDF plinth including cut and fit to unit. | Kitchen Unit:Renew plinth to any base unit with melamine faced and edged chipboard or vinyl wrap MDF plinth including cut and fit to unit. | 29.4846
373027 |  | R | N | Y | N | JR | KITCHEN UNIT:RENEW DRAWER BOX COMPLETE | Carpentry and Joinery | Kitchen Units and Worktops | Kitchen Units - Repairs | NO | 68.7871 | Kitchen Unit:Renew drawer to kitchen unit with proprietary plastic drawer box complete with runners, remove existing front from old drawer and refix to new drawer box, test, adjust. | Kitchen Unit:Renew drawer to kitchen unit with proprietary plastic drawer box complete with runners, remove existing front from old drawer and refix to new drawer box and test and adjust as necessary. | 68.7871
373045 |  | R | N | N | N | JR | KITCHEN UNIT:RENEW OR INSTALL CHILD LOCK | Carpentry and Joinery | Kitchen Units and Worktops | Kitchen Units - Repairs | IT | 21.5907 | Kitchen Unit:Renew or supply and install child proof locks to any type of kitchen unit including removing existing if applicable, cutting out, adjusting door, piecing in and make good. | Kitchen Unit:Renew or supply and install child proof locks to any type of kitchen unit including removing existing if applicable, cutting out, adjusting door, piecing in and make good. | 21.5907
373049 |  | U | N | N | Y | JR | KITCHEN UNIT:OVERHAUL ANY TYPE | Carpentry and Joinery | Kitchen Units and Worktops | Kitchen Units - Repairs | NO | 39.2035 | Kitchen Unit:Overhaul any kitchen unit including refix to wall, ease and adjust doors, renew or refix hinges, pull handles, child locks, drawer fronts, reglue loose veneers, adjust runners, make good. | Kitchen Unit:Overhaul any kitchen unit including replug and screw to walls, ease and adjust doors, refix or renew hinges, pull handles, child locks, resecure or renew drawer fronts, reglue loose veneers, adjust drawer runners and all making good. | 39.2035
373051 |  | R | N | Y | N | JR | KITCHEN UNIT:RENEW PELMET | Carpentry and Joinery | Kitchen Units and Worktops | Kitchen Units - Repairs | LM | 21.571 | Kitchen Unit:Renew pelmet to any wall units with melamine faced and edged or vinyl wrap chipboard replacement pelmet including cut and fit to unit. | Kitchen Unit:Renew pelmet to any wall units with melamine faced and edged or vinyl wrap chipboard replacement pelmet including cut and fit to unit. | 21.571
373053 |  | R | N | Y | N | JR | KITCHEN UNIT:RENEW CORNICE | Carpentry and Joinery | Kitchen Units and Worktops | Kitchen Units - Repairs | LM | 21.571 | Kitchen Unit:Renew cornice to any wall units with melamine faced and edged or vinyl wrap chipboard replacement cornice including cut and fit to unit. | Kitchen Unit:Renew cornice to any wall units with melamine faced and edged or vinyl wrap chipboard replacement cornice including cut and fit to unit. | 21.571
373055 |  | R | N | Y | N | JR | KITCHEN UNIT:RENEW UPSTAND TO WORKTOP | Carpentry and Joinery | Kitchen Units and Worktops | Kitchen Units - Repairs | LM | 9.4663 | Kitchen Unit:Renew upstand to worktop with melamine faced and edged or vinyl wrap chipboard replacement upstand including cut and fit to unit. | Kitchen Unit:Renew upstand to worktop with melamine faced and edged or vinyl wrap chipboard replacement upstand including cut and fit to unit. | 9.4663
374001 |  | R | N | N | N | JR | WALL:REMOVE AND REFIX BASE UNIT IN ASSOCIATION | Specialist Treatments | Fungus and Beetle Eradication and DPC Works | Kitchen Units and Cupboard Works | IT | 29.4779 | Wall:Remove, set aside, store and later refix any kitchen base unit, and worktop in conjunction with specialist treatment works, supply and fix cover mouldings and apply silicone sealant to worktop. | Wall:Remove, set aside, store and later refix any kitchen base or larder or appliance unit, including worktop in conjunction with internal wall insulation works, supply and fix cover mouldings and apply white silicone sealant to worktop and remove waste and debris. | 29.4779
374003 |  | R | N | N | N | JR | WALL:REMOVE REFIX SINK BASE UNIT IN ASSOCIATION | Specialist Treatments | Fungus and Beetle Eradication and DPC Works | Kitchen Units and Cupboard Works | IT | 41.1223 | Wall:Remove, set aside, store and later refix any sinktop and base unit in conjunction with specialist treatment works, adjust, extend pipe stubs new fittings, earthbond, connect, sealant. | Wall:Remove, set aside, store and later refix any sinktop and base unit in conjunction with specialist treatment works, adjust, extend pipe stubs including any new fittings, earthbond, connect, apply white silicone sealant to worktop and remove waste and debris. | 41.1223
374005 |  | R | N | N | N | JR | WALL:REMOVE AND REFIX WORKTOP IN ASSOCIATION | Specialist Treatments | Fungus and Beetle Eradication and DPC Works | Kitchen Units and Cupboard Works | LM | 21.5205 | Wall:Remove, set aside and later refix any independent worktop with leg and or cleat supports apply silicone sealant to worktop all in conjunction with specialist treatment works. | Wall:Remove, set aside and later refix any independent worktop with leg and or cleat supports including provide any new cleats, drill, plug, fix all supports and apply silicone sealant to worktop all in conjunction with specialist treatment works and remove waste and debris. | 21.5205
375057 |  | R | N | Y | N | JR | KITCHEN UNITS:RENEW DOOR OR DRAWER HANDLES NE 5 | Carpentry and Joinery | Kitchen Units and Worktops | Kitchen Units - Repairs | NO | 41.681 | Kitchen Units:Renew all door or drawer handles as instructed by the Client's Representative (upto 5 handles renewed in one kitchen). | Kitchen Units:Renew all door or drawer handles as instructed by the Client's Representative (upto 5 handles renewed in one kitchen). | 41.681
375059 |  | R | N | Y | N | JR | KITCHEN UNITS:RENEW DOOR OR DRAWER HANDLES NE 10 | Carpentry and Joinery | Kitchen Units and Worktops | Kitchen Units - Repairs | NO | 81.9787 | Kitchen Units:Renew all door or drawer handles as instructed by the Client's Representative (over 6 and upto 10 handles renewed in one kitchen). | Kitchen Units:Renew all door or drawer handles as instructed by the Client's Representative (over 6 and upto 10 handles renewed in one kitchen). | 81.9787
375061 |  | R | N | Y | N | JR | KITCHEN UNITS:RENEW DOOR OR DRAWER HANDLES NE 15 | Carpentry and Joinery | Kitchen Units and Worktops | Kitchen Units - Repairs | NO | 131.0642 | Kitchen Units:Renew all door or drawer handles as instructed by the Client's Representative (over 11 and upto 15 handles renewed in one kitchen). | Kitchen Units:Renew all door or drawer handles as instructed by the Client's Representative (over 11 and upto 15 handles renewed in one kitchen). | 131.0642
375063 |  | R | N | Y | N | JR | KITCHEN UNITS:REMOVE AND DISPOSE UNIT | Carpentry and Joinery | Kitchen Units and Worktops | Kitchen Units - Repairs | NO | 7.7824 | Kitchen Units:Remove any type of existing kitchen base, wall or tall floor unit, make good finishes and remove waste and debris (unit not being renewed). | Kitchen Units:Remove any type of existing kitchen base, wall or tall floor unit, make good finishes and remove waste and debris (unit not being renewed). | 7.7824
375065 |  | R | N | Y | N | JR | KITCHEN UNITS:REMOVE AND DISPOSE WORKTOP | Carpentry and Joinery | Kitchen Units and Worktops | Kitchen Units - Repairs | NO | 6.6707 | Kitchen Units:Remove any type of worktop whether over base units or supported on brackets, make good finishes and remove waste and debris (worktop not being renewed). | Kitchen Units:Remove any type of worktop whether over base units or supported on brackets, make good finishes and remove waste and debris (worktop not being renewed). | 6.6707
381001 |  | R | N | Y | N | JR | SKIRTING:RENEW SOFTWOOD SKIRTING | Carpentry and Joinery | Skirtings, Rails and Architraves | Skirting - Softwood | LM | 25.7573 | Skirting:Renew any size softwood plain, moulded or chamfered skirting plugged to brickwork, including all ends and angles and prepare for redecoration, and remove waste and debris. | Skirting:Renew any size softwood plain, moulded or chamfered skirting plugged to brickwork, including all ends and angles and decorate to match existing and remove waste and debris. | 25.7573
381003 |  | U | N | N | Y | JR | SKIRTING:TAKE OFF AND REFIX | Carpentry and Joinery | Skirtings, Rails and Architraves | Skirting - Softwood | LM | 9.8008 | Skirting:Take off and refix existing skirting including denail skirting and touch up decorations. | Skirting:Take off and refix existing skirting including denail skirting and touch up decorations. | 9.8008
382001 |  | U | N | N | Y | JR | RAIL:TAKE OFF EXISTING AND MAKE GOOD | Carpentry and Joinery | Skirtings, Rails and Architraves | Picture and Dado Rails etc. | LM | 5.9095 | Rail:Take off existing picture or dado rail, clear away and make good plasterwork and remove waste and debris. | Rail:Take off existing picture or dado rail, clear away and make good plasterwork and remove waste and debris. | 5.9095
383001 |  | R | N | Y | N | JR | ARCHITRAVE:RENEW SW SET TO ONE SIDE OF DOOR | Carpentry and Joinery | Skirtings, Rails and Architraves | Architraves - Softwood | IT | 35.7251 | Architrave:Renew any size softwood plain, moulded or chamfered architrave set to one side of door frame including all mitres and scribing and prepare to decorate and remove waste and debris. | Architrave:Renew any size softwood plain, moulded or chamfered architrave set to one side of door frame including all mitres and scribing and prepare to decorate and remove waste and debris. | 35.7251
383003 |  | R | N | Y | N | JR | ARCHITRAVE:RENEW SW LEG OR HEAD ONE SIDE | Carpentry and Joinery | Skirtings, Rails and Architraves | Architraves - Softwood | IT | 13.1291 | Architrave:Renew any size softwood plain, moulded or chamfered architrave to leg or head of door frame one side including all mitres and scribing and prepare to decorate and remove waste and debris. | Architrave:Renew any size softwood plain, moulded or chamfered architrave to leg or head of door frame one side including all mitres and scribing and prepare to decorate and remove waste and debris. | 13.1291
383007 |  | U | N | N | Y | JR | ARCHITRAVE:REFIX ANY LOOSE | Carpentry and Joinery | Skirtings, Rails and Architraves | Architraves - Softwood | IT | 9.8008 | Architrave:Refix including take off as necessary any loose architrave to both sides of door frame including touch up decorations to match existing. | Architrave:Refix including take off as necessary any loose architrave to both sides of door frame including touch up decorations to match existing. | 9.8008
383101 |  | R | N | Y | N | JR | ARCHITRAVE:RENEW HW SET TO ONE SIDE OF DOOR | Carpentry and Joinery | Skirtings, Rails and Architraves | Architraves - Hardwood | IT | 121.41 | Architrave:Renew any size hardwood plain, moulded or chamfered architrave set to one side of door frame including all mitres and scribing and prepare to decorate and remove waste and debris. | Architrave:Renew any size hardwood plain, moulded or chamfered architrave set to one side of door frame including all mitres and scribing and prepare to decorate and remove waste and debris. | 121.41
383103 |  | R | N | Y | N | JR | ARCHITRAVE:RENEW HW LEG OR HEAD ONE SIDE | Carpentry and Joinery | Skirtings, Rails and Architraves | Architraves - Hardwood | IT | 49.183 | Architrave:Renew any size hardwood plain, moulded or chamfered architrave to leg or head of door frame one side including all mitres and scribing and prepare to decorate and remove waste and debris. | Architrave:Renew any size hardwood plain, moulded or chamfered architrave to leg or head of door frame one side including all mitres and scribing and prepare to decorate and remove waste and debris. | 49.183
384001 |  | R | N | N | N | JR | THRESHOLD:RENEW TO DOOR OPENING | Carpentry and Joinery | Skirtings, Rails and Architraves | Thresholds to Door Openings | IT | 51.6466 | Threshold:Renew or provide 19x150mm twice splayed and twice rounded hardwood door threshold ne 1.00m long including notch and fit ends and decorate to match existing and remove waste and debris. | Threshold:Renew or provide 19x150mm twice splayed and twice rounded hardwood door threshold ne 1.00m long including notch and fit ends and decorate to match existing and remove waste and debris. | 51.6466
384003 |  | U | N | N | Y | JR | THRESHOLD:RESECURE LOOSE | Carpentry and Joinery | Skirtings, Rails and Architraves | Thresholds to Door Openings | IT | 11.2633 | Threshold:Resecure loose door threshold. | Threshold:Resecure loose door threshold. | 11.2633
385001 |  | R | N | Y | N | JR | SHELVING:RENEW WROT SOFTWOOD BEARERS | Carpentry and Joinery | Skirtings, Rails and Architraves | Shelving | LM | 8.2203 | Shelving:Renew ne 20x69mm wrot softwood bearers including plug to walls and make good and decorate to match existing and remove waste and debris. | Shelving:Renew ne 20x69mm wrot softwood bearers including plug to walls and make good and decorate to match existing and remove waste and debris. | 8.2203
385003 |  | R | N | Y | N | JR | SHELVING:RENEW SLATTED COMPLETE | Carpentry and Joinery | Skirtings, Rails and Architraves | Shelving | SM | 63.41 | Shelving:Renew slatted shelving consisting of 20x44mm slats at 75mm centres on and including 25x50mm cross bearers at 500mm centres and remove waste and debris. | Shelving:Renew slatted shelving consisting of 20x44mm slats at 75mm centres on and including 25x50mm cross bearers at 500mm centres and remove waste and debris. | 63.41
385004 |  | R | N | Y | N | JR | SHELVING:REFIX SLATTED COMPLETE | Carpentry and Joinery | Skirtings, Rails and Architraves | Shelving | SM | 33.5165 | Shelving:Refix existing slatted shelving including renewing any damaged or broken 20x44mm slats and provide any additional support bearers as necessary. | Shelving:Refix existing slatted shelving including renewing any damaged or broken 20x44mm slats and provide any additional support bearers as necessary. | 33.5165
385005 |  | R | N | Y | N | JR | SHELVING:MELAMINE FACED NE 300MM | Carpentry and Joinery | Skirtings, Rails and Architraves | Shelving | LM | 32.1065 | Shelving:Supply and fix melamine faced chipboard shelving ne 300mm wide cut to length and fix to bearers or brackets. | Shelving:Supply and fix melamine faced chipboard shelving ne 300mm wide cut to length and fix to bearers or brackets. | 32.1065
385007 |  | R | N | Y | N | JR | SHELVING:12MM PLYWOOD HARDWOOD EDGED NE 300MM | Carpentry and Joinery | Skirtings, Rails and Architraves | Shelving | LM | 30.12 | Shelving:Renew 12mm plywood ne 300mm wide, cut to length with hardwood edging glued and pinned and fix to bearers or brackets and decorate to match existing and remove waste and debris. | Shelving:Renew 12mm plywood ne 300mm wide, cut to length with hardwood edging glued and pinned and fix to bearers or brackets and decorate to match existing and remove waste and debris. | 30.12
385009 |  | R | N | Y | N | JR | SHELVING:18MM BLOCKBOARD HARDWOOD EDGED NE 300MM | Carpentry and Joinery | Skirtings, Rails and Architraves | Shelving | LM | 30.9573 | Shelving:Renew 18mm blockboard ne 300mm wide, cut to length with hardwood edging glued and pinned and fix to bearers or brackets and decorate to match existing and remove waste and debris. | Shelving:Renew 18mm blockboard ne 300mm wide, cut to length with hardwood edging glued and pinned and fix to bearers or brackets and decorate to match existing and remove waste and debris. | 30.9573
386001 |  | R | N | Y | N | JR | WINDOWBOARD:RENEW SOFTWOOD | Carpentry and Joinery | Skirtings, Rails and Architraves | Windowboards | LM | 49.3346 | Windowboard:Renew ne 25x300mm softwood windowboard plugged, screwed and pellated to brickwork, make good plasterwork and decorations and decorate to match existing and remove waste and debris. | Windowboard:Renew ne 25x300mm softwood windowboard plugged, screwed and pellated to brickwork, make good plasterwork and decorations and decorate to match existing and remove waste and debris. | 49.3346
386003 |  | R | N | Y | N | JR | WINDOWBOARD:RENEW MDF | Carpentry and Joinery | Skirtings, Rails and Architraves | Windowboards | LM | 37.4591 | Windowboard:Renew ne 25x300mm MDF windowboard plugged, screwed and pellated to brickwork, make good plasterwork and decorations and decorate to match existing and remove waste and debris. | Windowboard:Renew ne 25x300mm MDF windowboard plugged, screwed and pellated to brickwork, make good plasterwork and decorations and decorate to match existing and remove waste and debris. | 37.4591
386005 |  | R | N | Y | N | JR | WINDOWBOARD:RENEW HARDWOOD | Carpentry and Joinery | Skirtings, Rails and Architraves | Windowboards | LM | 65.9014 | Windowboard:Renew ne 25x300mm hardwood windowboard plugged, screwed and pellated to brickwork, make good plasterwork and decorations and decorate to match existing and remove waste and debris. | Windowboard:Renew ne 25x300mm hardwood windowboard plugged, screwed and pellated to brickwork, make good plasterwork and decorations and decorate to match existing and remove waste and debris. | 65.9014
386007 |  | U | N | N | Y | JR | WINDOWBOARD:REFIX LOOSE | Carpentry and Joinery | Skirtings, Rails and Architraves | Windowboards | NO | 9.8008 | Windowboard:Refix any size or type of loose windowboard to window including removing if necessary, make good and touching up decorations. | Windowboard:Refix any size or type of loose windowboard to window including removing if necessary, making good and touching up decorations. | 9.8008
386009 |  | R | N | Y | N | JR | WINDOWBOARD:RENEW PVCU | Carpentry and Joinery | Skirtings, Rails and Architraves | Windowboards | LM | 32.4146 | Windowboard:Renew existing with PVCu ne 25x300mm windowboard fixed with approved adhesive or other approved concealed fixing method to brickwork, make good plasterwork and decorations. | Windowboard:Renew existing with PVCu ne 25x300mm windowboard fixed with approved adhesive or other approved concealed fixing method to brickwork, make good plasterwork and decorations. | 32.4146
390101 |  | R | N | N | N | JR | HINGES:RENEW PAIR OF 63MM STORMPROOF | Carpentry and Joinery | Ironmongery | Butts, Hinges, etc. | PR | 12.7675 | Hinges:Renew pair of 63mm anodised steel stormproof hinges including remove and rehang casement. | Hinges:Renew pair of 63mm anodised steel stormproof hinges including remove and rehang casement. | 12.7675
390105 |  | R | N | N | N | JR | HINGES:RENEW PAIR OF FRICTION PIVOTS | Carpentry and Joinery | Ironmongery | Butts, Hinges, etc. | PR | 59.4445 | Hinges:Renew pair of friction hinges to pivot window including remove and refix casement. | Hinges:Renew pair of friction hinges to pivot window including remove and refix casement. | 59.4445
390107 |  | R | N | N | N | JR | HINGES:RENEW 1.5 PAIRS OF STEEL BUTT HINGES | Carpentry and Joinery | Ironmongery | Butts, Hinges, etc. | IT | 24.4455 | Hinges:Renew ne 1.5 pairs 100mm mild steel butt hinges, ease and adjust door, make good to recesses in frame. | Hinges:Renew ne 1.5 pairs 100mm mild steel butt hinges, ease and adjust door, make good to recesses in frame. | 24.4455
390109 |  | R | N | N | N | JR | HINGES:RENEW 1.5 PAIRS OF BRASS BUTT HINGES | Carpentry and Joinery | Ironmongery | Butts, Hinges, etc. | IT | 25.323 | Hinges:Renew ne 1.5 pairs 100mm brass butt hinges, ease and adjust door, make good to recesses in frame. | Hinges:Renew ne 1.5 pairs 100mm brass butt hinges, ease and adjust door, make good to recesses in frame. | 25.323
390111 |  | R | N | N | N | JR | HINGES:RENEW PAIR TEE HINGES | Carpentry and Joinery | Ironmongery | Butts, Hinges, etc. | PR | 23.685 | Hinges:Renew pair of 300mm galvanised tee hinges, ease and adjust door, make good to frame. | Hinges:Renew pair of 300mm galvanised tee hinges, ease and adjust door, make good to frame. | 23.685
390113 |  | R | N | N | N | JR | HINGES:RENEW PAIR OF 50MM BUTT HINGES | Carpentry and Joinery | Ironmongery | Butts, Hinges, etc. | PR | 16.3777 | Hinges:Take off cupboard door and set aside, remove hinges and renew with pair of 50mm butt hinges, rehang door, ease and adjust. | Hinges:Take off cupboard door and set aside, remove hinges and renew with pair of 50mm butt hinges, rehang door, ease and adjust. | 16.3777
390301 |  | U | N | N | Y | JR | FASTENER:RENEW ANY TYPE OF SASH FASTENER | Carpentry and Joinery | Ironmongery | Sliding Sash Fittings | NO | 14.4053 | Fastener:Renew/supply and fix any type (including Fitch and Brighton patterns) of new sash fastener including make good and touch up decorations. | Fastener:Renew or supply and fix new any type of sash fastener including make good and touch up decorations. | 14.4053
390307 |  | R | N | N | N | JR | LIFT:RENEW SASH LIFT | Carpentry and Joinery | Ironmongery | Sliding Sash Fittings | NO | 7.8992 | Lift:Renew or supply and fix new sash lift. | Lift:Renew or supply and fix new sash lift. | 7.8992
390309 |  | R | N | N | N | JR | BOLT:RENEW SASH BOLT | Carpentry and Joinery | Ironmongery | Sliding Sash Fittings | NO | 17.1782 | Bolt:Renew or supply and fix new lockable sash bolt to centre rail of sliding sash timber windows including make good and touch up decorations, hand key to Tenant. | Bolt:Renew or supply and fix new lockable sash bolt to centre rail of sliding sash timber windows including make good and touch up decorations, hand key to Tenant. | 17.1782
390311 |  | R | N | N | N | JR | LOCK:RENEW PAIR OF SASH LOCKS | Carpentry and Joinery | Ironmongery | Sliding Sash Fittings | PR | 34.0637 | Lock:Renew or supply and fix new pair of lockable sash locks to restrict opening of sliding sash timber windows, including make good and touch up decoratations, hand key to Tenant. | Lock:Renew or supply and fix new pair of lockable sash locks to restrict opening of sliding sash timber windows, including make good and touch up decoratations, hand key to Tenant. | 34.0637
390313 |  | R | N | N | N | JR | SASH PINS:RENEW PAIR SASH PINS | Carpentry and Joinery | Ironmongery | Sliding Sash Fittings | PR | 23.8028 | Sash Pins:Renew or supply and fix new pair of dual sash pins to centre rail of sliding sash timber windows, including make good and touch up decorations, hand key to Tenant. | Sash Pins:Renew or supply and fix new pair of dual sash pins to centre rail of sliding sash timber windows, including make good and touch up decorations, hand key to Tenant. | 23.8028
390501 |  | U | N | N | Y | JR | CLOSER:RENEW LIGHT DUTY OVERHEAD/DOOR RESTRICTOR | Carpentry and Joinery | Ironmongery | Door Closers/Door Restrictors | NO | 59.6106 | Closer:Renew or supply and fix light duty overhead door closer or other equal and approved screwed to door and frame, make good and remove waste and debris. | Closer:Renew or supply and fix light duty overhead door closer or other equal and approved screwed to door and frame, make good and remove waste and debris. | 59.6106
390503 |  | U | N | N | Y | JR | CLOSER:RENEW HEAVY DUTY OVERHEAD | Carpentry and Joinery | Ironmongery | Door Closers/Door Restrictors | NO | 87.3175 | Closer:Renew or supply and fix heavy duty overhead door closer or other equal and approved screwed to door and frame, make good and remove waste and debris. | Closer:Renew or supply and fix heavy duty overhead door closer or other equal and approved screwed to door and frame, make good and remove waste and debris. | 87.3175
390505 |  | U | N | N | Y | JR | CLOSER:RENEW OR SUPPLY PERKO TYPE | Carpentry and Joinery | Ironmongery | Door Closers/Door Restrictors | NO | 44.4628 | Closer:Renew or supply and fix Perko type concealed door closer screwed to door and frame, including remove and refix door or door stop as necessary, make good and remove waste and debris. | Closer:Renew or supply and fix Perko type concealed door closer screwed to door and frame, including remove and refix door or door stop as necessary, make good and remove waste and debris. | 44.4628
390507 |  | U | N | N | Y | JR | CLOSER:EASE AND ADJUST ANY TYPE | Carpentry and Joinery | Ironmongery | Door Closers/Door Restrictors | NO | 9.8008 | Closer:Ease and adjust any type door closer or door restrictor. | Closer:Ease and adjust any type door closer or door restrictor. | 9.8008
390509 |  | U | N | N | Y | JR | CLOSER:RENEW OR SUPPLY AND FIX GIBRALTER TYPE | Carpentry and Joinery | Ironmongery | Door Closers/Door Restrictors | NO | 27.4693 | Closer:Renew or supply and fix Gibralter door closer or other equal and approved screwed to door and frame, make good and remove waste and debris. | Closer:Renew or supply and fix Gibralter door closer or other equal and approved screwed to door and frame, make good and remove waste and debris. | 27.4693
390601 |  | R | N | N | N | JR | FLOOR SPRING:RENEW SINGLE ACTION | Carpentry and Joinery | Ironmongery | Floor Springs | NO | 319.9766 | Floor Spring:Renew or install single action hydraulic check for door maximum 2150x850mm complete, remove existing or form recess in floor, fix as manufacturers technical data sheet, make good. | Floor Spring:Renew or supply and install single action hydraulic check for door maximum 2150x850mm complete with top plate, loose box 57mm deep for concrete, top centre and shoe, remove existing floor spring or form recess in floor, fix in position as manufacturers technical data sheet, ease and adjust door, make good floor finishes and all other works disturbed and remove waste and debris complete, remove existing or form recess in floor, fix as manufacturers technical data sheet, make good and remove waste and debris. | 319.9766
390603 |  | R | N | N | N | JR | FLOOR SPRING:RENEW DOUBLE ACTION | Carpentry and Joinery | Ironmongery | Floor Springs | NO | 428.3514 | Floor Spring:Renew or install double action hydraulic check for door maximum 2150x850mm complete, remove existing or form recess in floor, fix as manufacturers technical data sheet, make good. | Floor Spring:Renew or install double action hydraulic check for door maximum 2150x850mm complete with top plate, adjustable loose box 59mm deep for concrete, adjustable top centre and shoe, remove existing floor spring or form recess in floor, fix in position as manufacturers technical data sheet, ease and adjust door, make good floor finishes and all other works disturbed and remove waste and debris. | 428.3514
390605 |  | R | N | N | N | JR | FLOOR SPRING:OVERHAUL | Carpentry and Joinery | Ironmongery | Floor Springs | NO | 30.865 | Floor Spring:Overhaul and maintain floor spring to door, including ease and adjust, oil moving parts. | Floor Spring:Overhaul and maintain floor spring to door, including ease and adjust, oil moving parts. | 30.865
390701 |  | R | N | N | N | JR | SLIDING DOOR GEAR:REPAIR | Carpentry and Joinery | Ironmongery | Sliding Door Gear | NO | 39.2035 | Sliding Door Gear:Take off, repair and refix, aluminium or plastic double track sliding door gear to pair of fitted furniture doors maximum 1.5m opening, including removing and rehanging doors. | Sliding Door Gear:Take off, repair and refix, aluminium or plastic double track sliding door gear to pair of wardrobe doors maximum 1.5m opening, including removing and rehanging doors. | 39.2035
390703 |  | R | N | N | N | JR | SLIDING DOOR GEAR:RENEW | Carpentry and Joinery | Ironmongery | Sliding Door Gear | NO | 117.8069 | Sliding Door Gear:Remove existing sliding door gear and renew with anodised aluminium or plastic double track sliding door gear to pair of wardrobe doors maximum 1.5m opening, remove, rehang doors. | Sliding Door Gear:Remove existing sliding door gear and renew with anodised aluminium or plastic double track sliding door gear to pair of wardrobe doors maximum 1.5m opening, including removing and rehanging doors. | 117.8069
390801 |  | R | N | N | N | JR | PATIO DOOR RUNNER:REPAIR | Carpentry and Joinery | Ironmongery | Patio Door Runners | NO | 86.3084 | Patio Door Runner:Take off, repair and refix, aluminium double track patio door runner to pair of patio doors maximum 2.0m opening, including removing and rehanging doors. | Patio Door Runner:Take off, repair and refix, aluminium double track patio door runner to pair of patio doors maximum 2.0m opening, including removing and rehanging doors. | 86.3084
390803 |  | R | N | N | N | JR | PATIO DOOR RUNNER:RENEW | Carpentry and Joinery | Ironmongery | Patio Door Runners | NO | 176.8707 | Patio Door Runner:Remove existing patio door runner and renew with anodised aluminium double track patio door runner to pair of patio doors maximum 2.0m opening, including removing and rehanging doors | Patio Door Runner:Remove existing patio door runner and renew with anodised aluminium double track patio door runner to pair of patio doors maximum 2.0m opening, including removing and rehanging doors. | 176.8707
390901 |  | U | N | N | Y | JR | RIMLOCK:RENEW COMPLETE | Carpentry and Joinery | Ironmongery | Locks | NO | 50.1453 | Rimlock:Renew rimlock, keep and set of rimlock furniture, including altering door as necessary for new lock and housing out existing frame as necessary and provide two new keys. | Rimlock:Renew rimlock, keep and set of rimlock furniture, including altering door as necessary for new lock and housing out existing frame as necessary and provide two new keys. | 50.1453
390903 |  | U | N | N | Y | JR | LOCK:RENEW MORTICE COMPLETE | Carpentry and Joinery | Ironmongery | Locks | NO | 43.809 | Lock:Renew mortice lock, keep and renew or refix set of anodised aluminium lever handle furniture including altering door as necessary for new lock and provide two new keys. | Lock:Renew mortice lock, keep and renew or refix set of anodised aluminium lever handle furniture including altering door as necessary for new lock and provide two new keys. | 43.809
390907 |  | U | N | N | Y | JR | LOCK:RENEW MORTICE KEEP | Carpentry and Joinery | Ironmongery | Locks | NO | 7.9457 | Lock or Latch:Renew mortice lock or latch or nightlatch keep including housing out existing frame as necessary. | Lock:Renew mortice lock keep including housing out existing frame as necessary. | 7.9457
390909 |  | U | N | N | Y | JR | LOCK:RENEW MORTICE DEADLOCK | Carpentry and Joinery | Ironmongery | Locks | NO | 49.6122 | Lock:Renew mortice deadlock, keep and set of escutcheons including altering door as necessary for new lock and provide two new keys. | Lock:Renew mortice deadlock, keep and set of escutcheons including altering door as necessary for new lock and provide two new keys. | 49.6122
390911 |  | U | N | N | Y | JR | LOCK:RENEW 5L MORTICE COMPLETE | Carpentry and Joinery | Ironmongery | Locks | NO | 59.5404 | Lock:Renew 5 lever mortice lock, keep and renew or refix set of anodised aluminium lever handle furniture including altering door as necessary for new lock and provide two new keys. | Lock:Renew 5 lever mortice lock, keep and set of anodised aluminium lever handle furniture including altering door as necessary for new lock and provide two new keys. | 59.5404
390915 |  | U | N | N | Y | JR | LOCK:RENEW 5L MORTICE DEADLOCK | Carpentry and Joinery | Ironmongery | Locks | NO | 60.6051 | Lock:Renew 5 lever mortice deadlock, keep and set of escutcheons including altering door as necessary for new lock and provide two new keys. | Lock:Renew 5 lever mortice deadlock, keep and set of escutcheons including altering door as necessary for new lock and provide two new keys. | 60.6051
390917 |  | E | Y | N | Y | JR | LOCK:OVERHAUL ANY LOCK COMPLETE | Carpentry and Joinery | Ironmongery | Locks | NO | 16.8223 | Lock:Remove any type of lock and furniture, dismantle, overhaul, repair, oil and assemble and refix to door. | Lock:Remove any type of lock and furniture, dismantle, overhaul, repair, oil and assemble and refix to door. | 16.8223
390919 |  | U | N | N | Y | JR | LOCK:RENEW WITH 5L MORTICE | Carpentry and Joinery | Ironmongery | Locks | NO | 81.7759 | Lock:Renew rimlock with 5 lever mortice lock, keep and set of anodised aluminium lever handle furniture, including altering door as necessary for new lock and provide two new keys. | Lock:Renew rimlock with 5 lever mortice lock, keep and set of anodised aluminium lever handle furniture, including altering door as necessary for new lock and provide two new keys. | 81.7759
390921 |  | U | N | N | Y | JR | DOOR:RENEW MULTIPOINT LOCK | Carpentry and Joinery | Ironmongery | Locks | NO | 147.4636 | Door:Renew any defective or broken multipoint door locking system complete to any type of door, adapt keep if necessary, including remove existing, test leave in working order, provide two new keys. | Door:Renew any defective or broken multipoint door locking system complete to any type of door, adapt keep if necessary, including remove existing, test and leave in proper working order and provide two new keys. | 147.4636
390922 |  | R | N | N | N | JR | DOOR:RENEW MULTIPOINT AV2+ LOCK | Carpentry and Joinery | Ironmongery | Locks | NO | 168.5236 | Door:Renew any defective or broken multipoint AV2 door locking system complete to any type of door, adapt keep if necessary, remove existing, test and leave in working order, provide two new keys. | Door:Renew any defective or broken multipoint Winkhaus AV2 door locking system complete to any type of door, adapt keep if necessary, including remove existing, test and leave in proper working order and provide two new keys. | 168.5236
390923 |  | U | N | N | Y | JR | LOCK:RENEW EUROLOCK COMPLETE | Carpentry and Joinery | Ironmongery | Locks | NO | 59.3232 | Lock:Renew 'eurolock' lock, keep and set of anodised aluminium lever handle furniture including altering door as necessary for new lock and provide two new keys. | Lock:Renew 'eurolock' lock, keep and set of anodised aluminium lever handle furniture including altering door as necessary for new lock and provide two new keys. | 59.3232
390924 |  | R | N | N | N | JR | DOOR:INSTALL ELECTRO MAGNETIC AV2-E LOCK | Carpentry and Joinery | Ironmongery | Electro-Magnetic Locks | NO | 720.497 | Door:Isolate/reconnect electric supply, supply and install electro-magnetic multipoint AV2 door locking system to single doorset, connect to fire alarm installation, allow 6m of 1.00mm2 cable, test. | Door:Isolate supply, supply and install electro-magnetic multipoint Winkhaus AV2 door locking system to single doorset, connect to electrical installation, including make all necessary connections to fire alarm installation, 24volt DC supply (allow for 6m of 1.00mm2 FP200 gold fire resistant cable and any necessary containment), test and make good on completion and remove waste and debris. | 720.497
390925 |  | U | N | N | Y | JR | LOCK:RENEW EUROLOCK CYLINDER | Carpentry and Joinery | Ironmongery | Locks | NO | 39.6424 | Lock:Renew 'eurolock' cylinder only to lock including provide two new keys. | Lock:Renew 'eurolock' cylinder only to lock including provide two new keys. | 39.6424
390927 |  | U | N | N | Y | JR | LOCK:RENEW PATIO DOOR LOCK COMPLETE | Carpentry and Joinery | Ironmongery | Locks | NO | 162.9749 | Lock:Renew multipoint patio door lock and set of anodised aluminium lever handle furniture and provide two new keys. | Lock:Renew multipoint patio door lock and set of anodised aluminium lever handle furniture and provide two new keys. | 162.9749
390929 |  | U | N | N | Y | JR | LOCK:FULL LOCK CHANGE - FRONT DOOR | Carpentry and Joinery | Ironmongery | Locks | IT | 98.5342 | Lock:Renew cylinder rim night latch, keep and pull handle, and 5 lever mortice deadlock, keep, set of escutcheons, alter door as necessary for new locks and provide two new keys for each lock. | Lock:Renew cylinder rim nightlatch, keep and pull handle and 5 lever mortice deadlock, keep and set of escutcheons including altering door as necessary for new locks and provide two new keys for each lock. | 98.5342
390931 |  | U | N | N | Y | JR | LOCK:FULL LOCK CHANGE - FRONT AND REAR DOOR | Carpentry and Joinery | Ironmongery | Locks | IT | 154.8503 | Lock:Renew cylinder rim night latch complete, 5 lever mortice deadlock complete to front door, 5 lever mortice lock complete to rear door, alter doors for locks, provide two new keys for each lock. | Lock:Renew cylinder rim nightlatch, keep and pull handle and 5 lever mortice deadlock, keep and set of escutcheons to front door and 5 lever mortice lock, keep and set of anodised aluminium lever handle furniture to rear door including altering doors as necessary for new locks and provide two new keys for each lock. | 154.8503
390933 |  | U | N | N | Y | JR | LOCK:FULL LOCK CHANGE - FRONT AND REAR DOOR MULTI | Carpentry and Joinery | Ironmongery | Locks | IT | 217.378 | Lock:Renew multipoint door locking system complete to front door and 5 lever mortice lock complete to rear door, alter doors for locks, provide two new keys for each lock. | Lock:Renew multipoint door locking system complete to front door and 5 lever mortice lock complete to rear door, alter doors for locks, provide two new keys for each lock. | 217.378
390941 |  | R | N | N | N | JR | GERDA LOCK:SUPPLY AND FIT COMPLETE | Carpentry and Joinery | Ironmongery | Locks | NO | 243.076 | Gerda Lock:Renew any Gerda lock and keep, including altering door as necessary for new lock and provide two Gerda keys. And remove waste and debris. | Gerda Lock:Renew any Gerda lock and keep, including altering door as necessary for new lock and provide two Gerda keys. And remove waste and debris. | 243.076
390951 | New | R | N | N | N | JR | DOOR:INSTALL ELECTRO-MAGNETIC AV2 B LOCK | Carpentry and Joinery | Ironmongery | Electro-Magnetic Locks | NO | 831.2442 | Door:Isolate supply, install electro-magnetic multipoint AV2 B keyless option single door locking system, reconnect, 24volt DC supply (20m 1.00mm2 FP200 gfr cable , containment), test, make good | Door:Isolate supply, supply and install electro-magnetic multipoint AV2 B or other equal and approved keyless option door locking system to single doorset, connect to electrical installation, 24volt DC supply (allow for 20m of 1.00mm2 FP200 gold fire resistant cable and any necessary containment), test and make good on completion and remove waste and debris. | 831.2442
390953 | New | R | N | N | N | JR | DOOR:INSTALL ELECTRO-MAGNETIC AV2+ LOCK | Carpentry and Joinery | Ironmongery | Electro-Magnetic Locks | NO | 271.2386 | Door:Isolate supply, install multipoint AV2+ single door locking system, connect to electrics, fire alarm, 24volt DC supply (20m 1.00mm2 FP200 gfr cable, containment), test, make good, remove waste. | Door:Isolate supply, supply and install multipoint AV2+ or other equal and approved door locking system to single doorset, electro-magnetic adaptation, connect to electrical installation, including make all necessary connections to fire alarm installation, 24volt DC supply (allow for 20m of 1.00mm2 FP200 gold fire resistant cable and any necessary containment), test and make good on completion and remove waste and debris. | 271.2386
390957 | New | R | N | N | N | JR | DOOR:RENEW ELECTRO-MAGNETIC AV2+ LOCK | Carpentry and Joinery | Ironmongery | Electro-Magnetic Locks | NO | 200.4143 | Door:Isolate supply, renew multipoint AV2+ single door locking system, electro-magnetic adaptation, re-connect to electrical supply, test and make good on completion and remove waste and debris. | Door:Isolate supply, renew existing multipoint AV2+ or other equal and approved door locking system to single doorset, electro-magnetic adaptation, re-connect to electrical supply, test and make good on completion and remove waste and debris. | 200.4143
391001 |  | R | N | N | N | JR | RIM SLAMLOCK:RENEW FB4 COMPLETE | Carpentry and Joinery | Ironmongery | Rim Slamlocks | NO | 125.3763 | Rim Slamlock:Supply and fix or renew with Fire Brigade FB4 rim slamlock, keep and single escutcheon, inc alter door and frame as necessary and provide two FB4 slam lock keys, remove waste and debris. | Rim Slamlock:Supply and fix or renew with Fire Brigade FB4 rim slamlock, keep and single escutcheon, inc alter door and frame as necessary and provide two FB4 slam lock keys, and remove waste and debris. | 125.3763
391003 |  | R | N | N | N | JR | RIM SLAMLOCK:RENEW GERDA COMPLETE | Carpentry and Joinery | Ironmongery | Rim Slamlocks | NO | 317.8062 | Rim Slamlock:Supply and fix or renew with Gerda rim slamlock, keep and single escutcheon, inc alter door and frame as necessary and provide two Gerda slam lock keys, and remove waste and debris. | Rim Slamlock:Supply and fix or renew with Gerda rim slamlock, keep and single escutcheon, inc alter door and frame as necessary and provide two Gerda slam lock keys, and remove waste and debris. | 317.8062
391101 |  | R | N | N | N | JR | LATCH:RENEW MORTICE LATCH COMPLETE | Carpentry and Joinery | Ironmongery | Latches | NO | 45.1948 | Latch:Renew mortice latch, keep and renew or refix set of anodised aluminium lever handle furniture including altering door as necessary for new latch. | Latch:Renew mortice latch, keep and set of anodised aluminium lever handle furniture including altering door as necessary for new latch. | 45.1948
391103 |  | R | N | Y | N | JR | LATCH:RENEW MORTICE LATCH ONLY | Carpentry and Joinery | Ironmongery | Latches | NO | 41.3036 | Latch:Take off existing set of lever handles and set aside, take out and renew mortice latch, refix set of handles. | Latch:Take off existing set of lever handles and set aside, take out and renew mortice latch, refix set of handles. | 41.3036
391107 |  | R | N | N | N | JR | LATCH:OVERHAUL LATCH AND FURNITURE | Carpentry and Joinery | Ironmongery | Latches | NO | 14.0428 | Latch:Remove mortice latch and furniture, dismantle, overhaul, repair, oil and assemble and refix to door. | Latch:Remove mortice latch and furniture, dismantle, overhaul, repair, oil and assemble and refix to door. | 14.0428
391301 |  | U | N | N | Y | JR | NIGHTLATCH:RENEW COMPLETE | Carpentry and Joinery | Ironmongery | Cylinder Night Latches | NO | 73.6908 | Nightlatch:Renew cylinder rim nightlatch, keep and pull handle, including altering door as necessary for new latch and provide two new keys. | Nightlatch:Renew cylinder rim nightlatch, keep and pull handle, including altering door as necessary for new latch and provide two new keys. | 73.6908
391305 |  | U | N | N | Y | JR | NIGHTLATCH:RENEW CYLINDER BARREL | Carpentry and Joinery | Ironmongery | Cylinder Night Latches | NO | 25.8181 | Nightlatch:Renew cylinder barrel to nightlatch and provide two new keys. | Nightlatch:Renew cylinder barrel to nightlatch and provide two new keys. | 25.8181
391307 |  | U | N | N | Y | JR | NIGHTLATCH:RENEW SUITED CYLINDER BARREL | Carpentry and Joinery | Ironmongery | Cylinder Night Latches | NO | 28.7431 | Nightlatch:Renew suited cylinder barrel to nightlatch and provide two new keys. | Nightlatch:Renew suited cylinder barrel to nightlatch and provide two new keys. | 28.7431
391309 |  | E | Y | N | Y | JR | NIGHTLATCH:OVERHAUL COMPLETE | Carpentry and Joinery | Ironmongery | Cylinder Night Latches | NO | 16.8223 | Nightlatch:Remove any type of cylinder nightlatch, dismantle, overhaul, repair, oil and assemble and refix to door. | Nightlatch:Remove any type of cylinder nightlatch, dismantle, overhaul, repair, oil and assemble and refix to door. | 16.8223
391313 |  | U | N | N | Y | JR | NIGHTLATCH:RENEW PULL | Carpentry and Joinery | Ironmongery | Cylinder Night Latches | NO | 15.1894 | Nightlatch:Renew nightlatch finger full, dismantle latch, install new pull, oil and reassemble and refix to door. | Nightlatch:Renew nightlatch finger full, dismantle latch, install new pull, oil and reassemble and refix to door. | 15.1894
391315 |  | U | N | N | Y | JR | LOCK:RENEW WITH KEYPAD TYPE - DOMESTIC STANDARD | Carpentry and Joinery | Ironmongery | Keypad Locks | NO | 75.7111 | Lock:Renew any nightlatch with domestic standard keypad type lock, keep and pull including altering door as necessary for new lock. | Lock:Renew any nightlatch with domestic standard keypad type lock, keep and pull including altering door as necessary for new lock. | 75.7111
391317 |  | U | N | N | Y | JR | LOCK:RENEW WITH KEYPAD TYPE - HEAVY DUTY | Carpentry and Joinery | Ironmongery | Keypad Locks | NO | 151.5337 | Lock:Renew any nightlatch with heavy duty keypad and key type lock, keep and pull including altering door as necessary for new lock. | Lock:Renew any nightlatch with heavy duty keypad and key type lock, keep and pull including altering door as necessary for new lock. | 151.5337
391501 |  | R | N | N | N | JR | CATCH:RENEW CATCH AND KEEP | Carpentry and Joinery | Ironmongery | Roller and Ball Catches | NO | 17.8102 | Cupboard:Renew catch and keep including altering door as necessary for new catch and housing out frame for keep. | Catch:Renew catch and keep including altering door as necessary for new catch and housing out frame for keep. | 17.8102
391503 |  | R | N | N | N | JR | CUPBOARD:RENEW 50MM BRASS LOCK | Carpentry and Joinery | Ironmongery | Roller and Ball Catches | NO | 22.9463 | Cupboard:Renew 50mm brass cupboard lock. | Cupboard:Renew 50mm brass cupboard lock. | 22.9463
391505 |  | R | N | N | N | JR | CUPBOARD:RENEW DOOR CATCH | Carpentry and Joinery | Ironmongery | Roller and Ball Catches | NO | 9.104 | Cupboard:Renew cupboard door catch (any type). | Cupboard:Renew cupboard door catch (any type). | 9.104
391507 |  | R | N | N | N | JR | CUPBOARD:RENEW CATCH KEEP | Carpentry and Joinery | Ironmongery | Roller and Ball Catches | NO | 10.0114 | Cupboard:Renew cupboard catch keep including housing out frame as necessary. | Cupboard:Renew cupboard catch keep including housing out frame as necessary. | 10.0114
391701 |  | U | N | N | Y | JR | BOLT:RENEW NE 250MM PADBOLT | Carpentry and Joinery | Ironmongery | Bolts, Security Bolts, Panic Bolts and Padlocks | NO | 16.7389 | Bolt:Renew or supply and fix new ne 250mm galvanised approved padbolt. | Bolt:Renew or supply and fix new ne 250mm galvanised approved padbolt. | 16.7389
391703 |  | U | N | N | Y | JR | BOLT:RENEW 200MM TOWER BOLT | Carpentry and Joinery | Ironmongery | Bolts, Security Bolts, Panic Bolts and Padlocks | NO | 14.6797 | Bolt:Renew or supply and fix new 200mm tower bolt and keep. | Bolt:Renew or supply and fix new 200mm tower bolt and keep. | 14.6797
391705 |  | U | N | N | Y | JR | BOLT:RENEW NE 150MM BARREL BOLT | Carpentry and Joinery | Ironmongery | Bolts, Security Bolts, Panic Bolts and Padlocks | NO | 7.764 | Bolt:Renew or supply and fix new ne 150mm barrel bolt and keep. | Bolt:Renew or supply and fix new ne 150mm barrel bolt and keep. | 7.764
391707 |  | U | N | N | Y | JR | BOLT:RENEW INDICATOR BOLT | Carpentry and Joinery | Ironmongery | Bolts, Security Bolts, Panic Bolts and Padlocks | NO | 28.4455 | Bolt:Renew 175mm SAA bathroom indicator bolt and keep. | Bolt:Renew 175mm SAA bathroom indicator bolt and keep. | 28.4455
391709 |  | U | N | N | Y | JR | BOLT:RENEW MORTICE SECURITY BOLT | Carpentry and Joinery | Ironmongery | Bolts, Security Bolts, Panic Bolts and Padlocks | NO | 28.7343 | Bolt:Renew or supply and fix new mortice security bolt with key operation and keep. | Bolt:Renew or supply and fix new mortice security bolt with key operation and keep. | 28.7343
391711 |  | U | N | N | Y | JR | BOLT:RENEW SINGLE PANIC BOLT | Carpentry and Joinery | Ironmongery | Bolts, Security Bolts, Panic Bolts and Padlocks | NO | 108.3775 | Bolt:Renew or supply and fix new any type approved SAA panic bolt and keep to single door. | Bolt:Renew or supply and fix new any type approved SAA panic bolt and keep to single door. | 108.3775
391712 |  | R | N | Y | N | JR | BOLT:RENEW DOUBLE PANIC BOLT | Carpentry and Joinery | Ironmongery | Bolts, Security Bolts, Panic Bolts and Padlocks | NO | 208.1242 | Bolt:Renew or supply and fix new anytype approved SAA panic bolt and keeps to double door. | Bolt:Renew or supply and fix new anytype approved SAA panic bolt and keeps to double door. | 208.1242
391713 |  | U | N | N | Y | JR | BOLT:RENEW FIRE SECURITY BOLT | Carpentry and Joinery | Ironmongery | Bolts, Security Bolts, Panic Bolts and Padlocks | NO | 45.1208 | Bolt:Renew or supply and fix new fire security bolt, surface fixed to emergency exit doors comprising metal bolt held extended by clear glass tube retained by padlock including keep, hammer and chain. | Bolt:Renew or supply and fix new fire security bolt, surface fixed to emergency exit doors comprising metal bolt held extended by clear glass tube retained by padlock including keep, hammer and chain. | 45.1208
391715 |  | U | N | N | Y | JR | BOLT:RENEW GLASS TO FIRE SECURITY BOLT | Carpentry and Joinery | Ironmongery | Bolts, Security Bolts, Panic Bolts and Padlocks | NO | 10.222 | Bolt:Renew glass tube to fire security bolt including reset. | Bolt:Renew glass tube to fire security bolt including reset. | 10.222
391719 |  | U | N | N | Y | JR | BOLT AND KEEP:REMOVE EASE AND REFIX | Carpentry and Joinery | Ironmongery | Bolts, Security Bolts, Panic Bolts and Padlocks | NO | 8.4839 | Bolt and Keep:Remove barrel bolt or bolt keep, oil and ease as necessary and refix bolt and or bolt keep in new position. | Bolt and Keep:Remove barrel bolt or bolt keep, oil and ease as necessary and refix bolt and or bolt keep in new position. | 8.4839
391723 |  | U | N | N | Y | JR | PADLOCK:RENEW OR SUPPLY PADLOCK | Carpentry and Joinery | Ironmongery | Bolts, Security Bolts, Panic Bolts and Padlocks | NO | 20.9093 | Padlock:Renew or supply and fix 50mm galvanised approved padlock with two keys and hand to Client Representative. | Padlock:Renew or supply and fix 50mm galvanised approved padlock with two keys and hand to Client Representative. | 20.9093
391725 |  | U | N | N | Y | JR | HASP:RENEW WITH STAPLE | Carpentry and Joinery | Ironmongery | Bolts, Security Bolts, Panic Bolts and Padlocks | NO | 22.3395 | Hasp:Renew any type of hasp and staple. | Hasp:Renew any type of hasp and staple. | 22.3395
391727 |  | U | N | N | Y | JR | HASP:RENEW WITH PADLOCK | Carpentry and Joinery | Ironmongery | Bolts, Security Bolts, Panic Bolts and Padlocks | NO | 38.8017 | Hasp:Renew any type of hasp, staple and 50mm galvanised padlock, supply two keys and hand keys to Client Representative. | Hasp:Renew any type of hasp, staple and 50mm galvanised approved padlock, supply two keys and hand keys to Client Representative. | 38.8017
391731 |  | R | N | N | N | JR | PADLOCK:RENEW OR SUPPLY FB11 PADLOCK | Carpentry and Joinery | Ironmongery | Bolts, Security Bolts, Panic Bolts and Padlocks | NO | 21.4124 | Padlock:Renew or supply and fix galvanised FB11 approved padlock with two keys and hand to Client Representative, and remove waste and debris. | Padlock:Renew or supply and fix galvanised FB11 approved padlock with two keys and hand to Client Representative, and remove waste and debris. | 21.4124
391733 |  | R | N | N | N | JR | PADLOCK:RENEW OR SUPPLY FB11 PADLOCK AND CHAIN | Carpentry and Joinery | Ironmongery | Bolts, Security Bolts, Panic Bolts and Padlocks | NO | 27.7903 | Padlock:Renew or supply and fix galvanised FB11 approved padlock with two keys and 600mm length of galvanised heavy duty chain and hand to Client Representative, and remove waste and debris. | Padlock:Renew or supply and fix galvanised FB11 approved padlock with two keys and 600mm length of galvanised heavy duty chain and hand to Client Representative, and remove waste and debris. | 27.7903
391735 |  | R | N | N | N | JR | PADLOCK:RENEW OR SUPPLY FB14 PADLOCK | Carpentry and Joinery | Ironmongery | Bolts, Security Bolts, Panic Bolts and Padlocks | NO | 22.7111 | Padlock:Renew or supply and fix galvanised FB14 approved padlock with two keys and hand to Client Representative, and remove waste and debris. | Padlock:Renew or supply and fix galvanised FB14 approved padlock with two keys and hand to Client Representative, and remove waste and debris. | 22.7111
391737 |  | R | N | N | N | JR | PADLOCK:RENEW OR SUPPLY FB14 PADLOCK AND CHAIN | Carpentry and Joinery | Ironmongery | Bolts, Security Bolts, Panic Bolts and Padlocks | NO | 29.089 | Padlock:Renew or supply and fix galvanised FB14 approved padlock with two keys and 600mm length of galvanised heavy duty chain and hand to Client Representative, and remove waste and debris. | Padlock:Renew or supply and fix galvanised FB14 approved padlock with two keys and 600mm length of galvanised heavy duty chain and hand to Client Representative, and remove waste and debris. | 29.089
391901 |  | R | N | N | N | JR | WINDOW FITTING:RENEW BRASS CASEMENT CATCH | Carpentry and Joinery | Ironmongery | Fittings to Timber Windows | NO | 18.0844 | Window Fitting:Renew brass casement catch and keep to timber window. | Window Fitting:Renew brass casement catch and keep to timber window. | 18.0844
391905 |  | R | N | N | N | JR | WINDOW FITTING:RENEW BRASS STAY AND FASTENER | Carpentry and Joinery | Ironmongery | Fittings to Timber Windows | NO | 18.9685 | Window Fitting:Renew any brass casement stay and two pin fastener and fix to timber window. | Window Fitting:Renew any brass casement stay and two pin fastener and fix to timber window. | 18.9685
391909 |  | R | N | N | N | JR | WINDOW FITTING:RENEW AA CASEMENT CATCH | Carpentry and Joinery | Ironmongery | Fittings to Timber Windows | NO | 22.6474 | Window Fitting:Renew anodised aluminium standard or offset casement catch and keep to timber window. | Window Fitting:Renew anodised aluminium standard or offset casement catch and keep to timber window. | 22.6474
391913 |  | R | N | N | N | JR | WINDOW FITTING:RENEW AA STAY AND FASTENER | Carpentry and Joinery | Ironmongery | Fittings to Timber Windows | NO | 18.1495 | Window Fitting:Renew any anodised aluminium casement stay and two pin fastener and fix to timber window. | Window Fitting:Renew any anodised aluminium casement stay and two pin fastener and fix to timber window. | 18.1495
391917 |  | R | N | N | N | JR | WINDOW FITTING:RENEW ZINC ALLOY CASEMENT CATCH | Carpentry and Joinery | Ironmongery | Fittings to Timber Windows | NO | 21.1849 | Window Fitting:Renew epoxy coated zinc alloy standard or offset casement catch and keep to timber window. | Window Fitting:Renew epoxy coated zinc alloy standard or offset casement catch and keep to timber window. | 21.1849
391921 |  | R | N | N | N | JR | WINDOW FITTING:RENEW ZINC ALLOY STAY AND FASTENER | Carpentry and Joinery | Ironmongery | Fittings to Timber Windows | NO | 15.3649 | Window Fitting:Renew any epoxy coated zinc alloy casement stay and two pin fastener and fix to timber window. | Window Fitting:Renew any epoxy coated zinc alloy casement stay and two pin fastener and fix to timber window. | 15.3649
391925 |  | R | N | N | N | JR | WINDOW FITTING:RENEW GALVANISED SAFETY FASTENER | Carpentry and Joinery | Ironmongery | Fittings to Timber Windows | NO | 19.1842 | Window Fitting:Renew galvanised safety window fastener and fix to timber window. | Window Fitting:Renew galvanised safety window fastener and fix to timber window. | 19.1842
391927 |  | R | N | N | N | JR | WINDOW FITTING:RENEW PIVOT WINDOW FASTENER | Carpentry and Joinery | Ironmongery | Fittings to Timber Windows | NO | 15.4468 | Window Fitting:Renew pivot window fastener and receiver to timber window. | Window Fitting:Renew pivot window fastener and receiver to timber window. | 15.4468
391929 |  | R | N | N | N | JR | WINDOW FITTING:RENEW RESTRICTOR STAY | Carpentry and Joinery | Ironmongery | Fittings to Timber Windows | NO | 14.4223 | Window Fitting:Renew window restrictor stay to timber window. | Window Fitting:Renew window restrictor stay to timber window. | 14.4223
391931 |  | R | N | N | N | JR | WINDOW FITTING:RENEW MORTICE SECURITY BOLT | Carpentry and Joinery | Ironmongery | Fittings to Timber Windows | NO | 23.9125 | Window Fitting:Renew or supply and fix new mortice security bolt with key operation and keep and fix to timber window. | Window Fitting:Renew or supply and fix new mortice security bolt with key operation and keep and fix to timber window. | 23.9125
391933 |  | U | Y | N | Y | JR | WINDOW FITTING:REFIX EASE ADJUST ANY TYPE | Carpentry and Joinery | Ironmongery | Fittings to Timber Windows | NO | 7.372 | Window Fitting:Refix, ease and adjust any loose window fitting to timber window. | Window Fitting:Refix, ease and adjust any loose window fitting to timber window. | 7.372
391937 |  | R | N | N | N | JR | WINDOW FITTING:RENEW WITH LOCKABLE TYPE STAY | Carpentry and Joinery | Ironmongery | Fittings to Timber Windows | NO | 25.4971 | Window Fitting:Renew any type or supply and fix new anodised aluminium lockable casement stay and two threaded pin fasteners with key operation, fix to timber casement or fanlight, provide two keys. | Window Fitting:Renew any type/supply and fix new anodised aluminium lockable casement stay and two threaded pin fasteners with key operation, fix to casement or fanlight of timber window and provide two new keys. | 25.4971
391939 |  | R | N | N | N | JR | WINDOW FITTING:RENEW LOCKABLE RESTRICTOR STAY | Carpentry and Joinery | Ironmongery | Fittings to Timber Windows | NO | 23.4262 | Window Fitting:Renew any type or supply and fix new anodised aluminium lockable restrictor security stay with key operation, fix to casement or fanlight of timber window, and provide two new keys. | Window Fitting:Renew any type or supply and fix new anodised aluminium lockable restrictor security stay with key operation, fix to casement or fanlight of timber window, and provide two new keys. | 23.4262
391941 |  | R | N | N | N | JR | WINDOW FITTING:RENEW LOCKABLE CASEMENT CATCH | Carpentry and Joinery | Ironmongery | Fittings to Timber Windows | NO | 22.5136 | Window Fitting:Renew any type/supply and fix new anodised aluminium lockable standard or offset casement catch and keep with key operation, fix to casement of timber window and provide two new keys. | Window Fitting:Renew any type/supply and fix new anodised aluminium lockable standard or offset casement catch and keep with key operation, fix to casement of timber window and provide two new keys. | 22.5136
391943 |  | U | N | N | Y | JR | WINDOW FITTING:PROVIDE NEW KEYS | Carpentry and Joinery | Ironmongery | Fittings to Timber Windows | NO | 6.5817 | Window Fitting:Supply only window key including all necessary cutting. | Window Fitting:Supply only window key including all necessary cutting. | 6.5817
391945 |  | U | N | Y | Y | JR | WINDOW FITTING:REFIX ANY LOOSE | Carpentry and Joinery | Ironmongery | Fittings to Timber Windows | NO | 12.5803 | Window Fitting:Remove and refix any type of loose window fitting to timber window, ease and adjust, touch up decorations and make good. | Window Fitting:Remove and refix any type of loose window fitting to timber window, ease and adjust, touch up decorations and make good. | 12.5803
392101 |  | R | N | N | N | JR | WINDOW FITTING:RENEW HINGES EASE ADJUST STEEL | Carpentry and Joinery | Ironmongery | Fittings to Steel Windows | NO | 27.0157 | Window Fitting:Renew hinges to casement sash or fanlight to window frame and ease and adjust (casement and fanlight in place). | Window Fitting:Renew hinges to casement sash or fanlight to window frame and ease and adjust (casement and fanlight in place). | 27.0157
392103 |  | R | N | N | N | JR | WINDOW FITTING:RENEW FASTENER STAY TO STEEL SASH | Carpentry and Joinery | Ironmongery | Fittings to Steel Windows | NO | 16.7806 | Window Fitting:Renew casement fastener or fanlight stay or casement stay or stay pin to steel window. | Window Fitting:Renew casement fastener or fanlight stay or casement stay or stay pin to steel window. | 16.7806
392109 |  | U | Y | N | Y | JR | WINDOW FITTING:REPAIR, EASE, ADJUST TO STEEL SASH | Carpentry and Joinery | Ironmongery | Fittings to Steel Windows | NO | 12.5803 | Window Fittings:Repair stay, fastener or catch to steel window and check, ease and adjust. | Window Fittings:Repair stay, fastener or catch to steel window and check, ease and adjust. | 12.5803
392111 |  | R | N | N | N | JR | WINDOW FITTING:RENEW LOCKABLE STAY TO STEEL SASH | Carpentry and Joinery | Ironmongery | Fittings to Steel Windows | NO | 23.4262 | Window Fitting:Renew or supply and fix new lockable type lock or restrictor stay with key operation to casement or fanlight to steel window, and provide two new keys. | Window Fitting:Renew or supply and fix new lockable type lock or restrictor stay with key operation to casement or fanlight to steel window, and provide two new keys. | 23.4262
392301 |  | R | N | N | N | JR | WINDOW FITTING:RENEW FRICTION STAY TO ALUM SASH | Carpentry and Joinery | Ironmongery | Fittings to Aluminium Windows | NO | 22.7425 | Window Fitting:Renew friction stay to aluminium casement sash or fanlight to window frame and ease and adjust (casement and fanlight in place). | Window Fitting:Renew friction stay to aluminium casement sash or fanlight to window frame and ease and adjust (casement and fanlight in place). | 22.7425
392303 |  | R | N | N | N | JR | WINDOW FITTING:RENEW FASTENER STAY TO ALUM SASH | Carpentry and Joinery | Ironmongery | Fittings to Aluminium Windows | NO | 20.2438 | Window Fitting:Renew casement fastener or fanlight stay or casement stay or stay/pin to aluminium window. | Window Fitting:Renew casement fastener or fanlight stay or casement stay or stay/pin to aluminium window. | 20.2438
392309 |  | R | N | N | N | JR | WINDOW FITTING:REPAIR, EASE, ADJUST TO ALUM SASH | Carpentry and Joinery | Ironmongery | Fittings to Aluminium Windows | NO | 12.5803 | Window Fitting:Repair stay, fastener, catch or stay pin to ease operation of aluminium window and check, ease and adjust. | Window Fitting:Repair stay, fastener, catch or stay pin to ease operation of aluminium window and check, ease and adjust. | 12.5803
392501 |  | R | N | N | N | JR | DOOR FURNITURE:RENEW SET OF LEVER HANDLES | Carpentry and Joinery | Ironmongery | Door Furniture including Viewer, Security Chain | NO | 35.207 | Door Furniture:Renew set of anodised aluminium lever latch or lock furniture. | Door Furniture:Renew set of anodised aluminium lever latch or lock furniture. | 35.207
392505 |  | R | N | N | N | JR | DOOR FURNITURE:RENEW SET OF KNOBS TO RIMLOCK | Carpentry and Joinery | Ironmongery | Door Furniture including Viewer, Security Chain | NO | 14.4154 | Door Furniture:Renew set of rimlock knob furniture. | Door Furniture:Renew set of rimlock knob furniture. | 14.4154
392509 |  | R | N | N | N | JR | DOOR FURNITURE:RENEW OR INSTALL VIEWER | Carpentry and Joinery | Ironmongery | Door Furniture including Viewer, Security Chain | NO | 15.5521 | Door Furniture:Renew or supply and fix new security door viewer including drilling/adapting hole through door as necessary and make good, and remove waste and debris. | Door Furniture:Renew or supply and fix new security door viewer including drilling/adapting hole through door as necessary and make good, and remove waste and debris. | 15.5521
392511 |  | R | N | N | N | JR | DOOR FURNITURE:RENEW OR INSTALL CHAIN | Carpentry and Joinery | Ironmongery | Door Furniture including Viewer, Security Chain | NO | 11.3972 | Door Furniture:Renew or supply and fix new door security chain and make good and remove waste and debris. | Door Furniture:Renew or supply and fix new door security chain and make good and remove waste and debris. | 11.3972
392513 |  | R | N | N | N | JR | DOOR FURNITURE:REFIX ANY LOOSE FITTING | Carpentry and Joinery | Ironmongery | Door Furniture including Viewer, Security Chain | NO | 6.2604 | Door Furniture:Refix any loose door fitting to timber door. | Door Furniture:Refix any loose door fitting to timber door. | 6.2604
392515 |  | R | N | N | N | JR | DOOR FURNITURE:RENEW OR INSTALL KICKING PLATE | Carpentry and Joinery | Ironmongery | Door Furniture including Viewer, Security Chain | NO | 30.4762 | Door Furniture:Renew or supply and fix 16 gauge SAA kicking plate ne 900x300mm, screw fixed to any door. | Door Furniture:Renew or supply and fix 16 gauge SAA kicking plate ne 900x300mm, screw fixed to any door. | 30.4762
392517 |  | R | N | N | N | JR | DOOR FURNITURE:RENEW OR INSTALL PULL HANDLES | Carpentry and Joinery | Ironmongery | Door Furniture including Viewer, Security Chain | NO | 21.5072 | Door Furniture:Renew or supply and fix pull handle, SAA, 150mm. | Door Furniture:Renew or supply and fix pull handle, SAA, 150mm. | 21.5072
392519 |  | R | N | N | N | JR | DOOR FURNITURE:RENEW OR INSTALL PUSH PLATES | Carpentry and Joinery | Ironmongery | Door Furniture including Viewer, Security Chain | NO | 12.4397 | Door Furniture:Renew push or finger plate, SAA, 225x50mm and remove waste and debris. | Door Furniture:Renew push or finger plate, SAA, 225x50mm and remove waste and debris. | 12.4397
392521 |  | U | N | N | Y | JR | DOORS:PROVIDE NEW NON-SUITED KEYS | Carpentry and Joinery | Ironmongery | Door Furniture including Viewer, Security Chain | NO | 11.817 | Doors:Supply only non suited key including all necessary cutting. | Doors:Supply only non suited key including all necessary cutting. | 11.817
392523 |  | U | N | N | Y | JR | DOORS:PROVIDE NEW SUITED KEYS | Carpentry and Joinery | Ironmongery | Door Furniture including Viewer, Security Chain | NO | 14.1804 | Doors:Supply only suited key including all necessary cutting. | Doors:Supply only suited key including all necessary cutting. | 14.1804
392524 |  | U | N | N | Y | JR | GERDA LOCK:PROVIDE NEW GERDA KEY | Carpentry and Joinery | Ironmongery | Door Furniture including Viewer, Security Chain | NO | 46.5024 | Gerda Lock:Supply only Gerda key including all necessary cutting. | Gerda Lock:Supply only Gerda key including all necessary cutting. | 46.5024
392525 |  | R | N | N | N | JR | DOOR FURNITURE:RENEW OR INSTALL ESCUTCHEON SET | Carpentry and Joinery | Ironmongery | Door Furniture including Viewer, Security Chain | NO | 16.3177 | Door Furniture:Renew or supply and fix new set of SAA escutcheons to match existing. | Door Furniture:Renew or supply and fix new set of SAA escutcheons to match existing. | 16.3177
392527 |  | R | N | N | N | JR | DOOR FURNITURE:RENEW OR INST BATHRM ESCUTCHEON SET | Carpentry and Joinery | Ironmongery | Door Furniture including Viewer, Security Chain | NO | 19.0972 | Door Furniture:Renew or supply and fix new set of escutcheons to to match existing complete with turn button, indicator and emergency release and remove waste and debris. | Door Furniture:Renew or supply and fix new set of escutcheons to to match existing complete with turn button, indicator and emergency release and remove waste and debris. | 19.0972
392529 |  | R | N | Y | N | JR | DOOR FURNITURE:RENEW OR INSTALL CABIN HOOK AND EYE | Carpentry and Joinery | Ironmongery | Door Furniture including Viewer, Security Chain | NO | 16.9561 | Door Furniture:Renew or supply and fix cabin hook and eye. | Door Furniture:Renew or supply and fix cabin hook and eye. | 16.9561
392531 |  | R | N | Y | N | JR | DOOR FURNITURE:RENEW OR INSTALL LOW THRESHOLD | Carpentry and Joinery | Ironmongery | Door Furniture including Viewer, Security Chain | NO | 37.9927 | Door Furniture:Renew or supply and fix aluminium slimline low access threshold including plugging and screwing to floor, make good finishes. | Door Furniture:Renew or supply and fix aluminium slimline low access threshold including plugging and screwing to floor, make good finishes. | 37.9927
392581 | New | R | N | N | N | JR | DOOR FURNITURE:INSTALL 157MM FINGERGUARD | Carpentry and Joinery | Ironmongery | Fingerguards | IT | 79.4515 | Door Furniture:Supply and install 157mm wide slimlene heavy duty black EPDM finger guard in satin anodised aluminium carriers screwed to door and hanging jamb, make good and remove waste and debris. | Door Furniture:Supply and install 157mm wide slimlene heavy duty black EPDM finger guard in satin anodised aluminium carriers screwed to door and hanging jamb in accordance with the manufacturer's technical data sheet, make good and remove waste and debris. | 79.4515
392583 | New | R | N | N | N | JR | DOOR FURNITURE:INSTALL 260MM FINGERGUARD | Carpentry and Joinery | Ironmongery | Fingerguards | IT | 115.7566 | Door Furniture:Supply and install 260mm wide slimlene heavy duty black EPDM finger guard in satin anodised aluminium carriers screwed to door and hanging jamb, make good and remove waste and debris. | Door Furniture:Supply and install 260mm wide slimlene heavy duty black EPDM finger guard in satin anodised aluminium carriers screwed to door and hanging jamb in accordance with the manufacturer's technical data sheet, make good and remove waste and debris. | 115.7566
392591 | New | R | N | N | N | JR | DOOR FURNITURE:INSTALL DROP DOWN SMOKE SEAL 630MM | Carpentry and Joinery | Ironmongery | Drop Down Smoke Seals | IT | 44.8304 | Door Furniture:Install smoke rated drop down door seal comprising aluminium body with self extinguishing PVC runner, ne 630mm long. Undertaken by fire door certified operative. | Door Furniture:Supply and install smoke rated surface mounted bottom drop down door seal comprising aluminium body with self extinguishing PVC runner coextruded seal and carrier, cut to size to suit door, not exceeding 630mm long, fixed to door in accordance with the manufacturer’s technical data sheet, make good and remove waste and debris. Undertaken by a fire door certified operative eg. BMTRADA or other approved certified body. | 44.8304
392595 | New | R | N | N | N | JR | DOOR FURNITURE:INSTALL DROP DOWN SMOKE SEAL 830MM | Carpentry and Joinery | Ironmongery | Drop Down Smoke Seals | IT | 49.2405 | Door Furniture:Install smoke rated drop down door seal comprising aluminium body with self extinguishing PVC runner, over 730mm and ne 830mm long. Undertaken by fire door certified operative. | Door Furniture:Supply and install smoke rated surface mounted bottom drop down door seal comprising aluminium body with self extinguishing PVC runner coextruded seal and carrier, cut to size to suit door, over 730mm and not exceeding 830mm long, fixed to door in accordance with the manufacturer’s technical data sheet, make good and remove waste and debris. Undertaken by a fire door certified operative eg. BMTRADA or other approved certified body. | 49.2405
392599 | New | R | N | N | N | JR | DOOR FURNITURE:INSTALL DROP DOWN SMOKE SEAL 1030MM | Carpentry and Joinery | Ironmongery | Drop Down Smoke Seals | IT | 53.522 | Door Furniture:Supply, install smoke rated drop down door seal, aluminium body with self extinguishing PVC runner, over 930mm and ne1030mm long. Undertaken by fire door certified operative. | Door Furniture:Supply and install smoke rated surface mounted bottom drop down door seal comprising aluminium body with self extinguishing PVC runner coextruded seal and carrier, cut to size to suit door, over 930mm and ne1030mm long, fixed to door in accordance with the manufacturer's technical data sheet, make good and remove waste and debris. Undertaken by a fire door certified operative eg. BMTRADA or other approved certified body. | 53.522
392601 |  | R | N | N | N | JR | DOORS:INSTALL ALUMINIUM SHEETING TO FACE OF DOOR | Carpentry and Joinery | Ironmongery | Aluminium Door Facing | IT | 216.9347 | Doors:Supply and install 4mm aluminium grade 1050 plain finish sheeting, cut to size of door and drilled and screwed at 150mm centres to face of door subject to high impact, remove waste and debris. | Doors:Supply and install 4mm aluminium grade 1050 plain finish sheeting, cut to size of door and drilled and screwed at 150mm centres to face of door subject to high impact, remove waste and debris. | 216.9347
392701 |  | R | N | N | N | JR | LETTERPLATE:RENEW COMPLETE WITH KNOCKER | Carpentry and Joinery | Ironmongery | Letterplates | NO | 51.8937 | Letterplate:Renew letter plate and knocker including plugging and redrilling holes and altering opening where necessary and provide and fix new brush type draught excluder. | Letterplate:Renew letter plate and knocker including plugging and redrilling holes and altering opening where necessary and provide and fix new brush type draught excluder. | 51.8937
392702 |  | R | N | N | N | JR | LETTERPLATE:SUPPLY AND FIX NEW | Carpentry and Joinery | Ironmongery | Letterplates | NO | 85.247 | Letterplate:Supply and fix new letter plate including cutting opening in door or sidelight frame and provide and fix new brush type draught excluder. | Letterplate:Supply and fix new letter plate including cutting opening in door or sidelight frame and provide and fix new brush type draught excluder. | 85.247
392703 |  | R | N | N | N | JR | LETTERPLATE:RENEW FIREPROOF TYPE | Carpentry and Joinery | Ironmongery | Letterplates | NO | 53.1002 | Letterplate:Renew fireproof letter plate and knocker to suit appropriate fire resisting door including plugging and redrilling holes and adapting opening where necessry. | Letterplate:Renew or supply and install fireproof letter plate and knocker to suit appropriate fire resisting door or sidelight frame including plugging and redrilling holes and adapting opening where necessary. | 53.1002
392705 |  | R | N | N | N | JR | LETTERPLATE:RENEW OR SUPPLY HIGH SECURITY COWL | Carpentry and Joinery | Ironmongery | Letterplates | NO | 26.8295 | Letterplate:Renew or supply and fix new high security internal letter cowl screwed to internal face of door. | Letterplate:Renew or supply and fix new high security internal letter cowl screwed to internal face of door. | 26.8295
392706 |  | R | N | Y | N | JR | LETTERPLATE:RENEW OR SUPPLY DRAUGHT EXCLUDER | Carpentry and Joinery | Ironmongery | Letterplates | NO | 12.5906 | Letterplate:Renew or supply and fix PVCu draught excluder with brush inset screwed to internal face of door. | Letterplate:Renew or supply and fix PVCu draught excluder with brush inset screwed to internal face of door. | 12.5906
392801 |  | R | N | N | N | JR | LOCKABLE POSTBOX:SUPPLY AND FIX NEW | Carpentry and Joinery | Ironmongery | Lockable Postboxes | NO | 43.831 | Lockable Postbox:Supply and fix wall mounted powder coated finished galvanised steel lockable postbox complete with 2 keys, including plugging and screwing as required, make good waste and debris. | Lockable Postbox:Supply and fix wall mounted powder coated finished galvanised steel lockable postbox complete with 2 keys, including plugging and screwing as required, make good waste and debris. | 43.831
392901 |  | R | N | N | N | JR | DOOR NUMERAL:RENEW NE 3 NO | Carpentry and Joinery | Ironmongery | Door Numerals | IT | 17.7967 | Door Numeral:Renew or replace ne 3 No. letters or numerals. | Door Numeral:Renew or replace ne 3 No. letters or numerals. | 17.7967
393101 |  | R | N | N | N | JR | DOOR STOP:PROVIDE RUBBER STOP | Carpentry and Joinery | Ironmongery | Door Stop | NO | 5.2365 | Door Stop:Supply and fix 25mm diameter rubber door stop to softwood or masonry. | Door Stop:Supply and fix 25mm diameter rubber door stop to softwood or masonry. | 5.2365
393301 |  | R | N | N | N | JR | CUPBOARD:RENEW CUPBOARD PULL | Carpentry and Joinery | Ironmongery | Cupboard Handles | NO | 10.063 | Cupboard:Renew 44mm satin anodised aluminium cupboard pull handle. | Cupboard:Renew 44mm satin anodised aluminium cupboard pull handle. | 10.063
393303 |  | R | N | N | N | JR | CUPBOARD:RENEW PULL HANDLE | Carpentry and Joinery | Ironmongery | Cupboard Handles | NO | 7.9687 | Cupboard:Renew 100mm satin anodised aluminium 'D' pull handle, including plug holes where necessary. | Cupboard:Renew 100mm satin anodised aluminium 'D' pull handle, including plug holes where necessary. | 7.9687
393305 |  | R | N | N | N | JR | CUPBOARD:REFIX PULL OR KNOB HANDLE | Carpentry and Joinery | Ironmongery | Cupboard Handles | NO | 3.072 | Cupboard:Refix loose pull or knobhandle. | Cupboard:Refix loose pull or knobhandle. | 3.072
393307 |  | R | N | N | N | JR | CUPBOARD:RENEW KNOB | Carpentry and Joinery | Ironmongery | Cupboard Handles | NO | 5.4999 | Cupboard:Renew satin anodised aluminium knob handle. | Cupboard:Renew satin anodised aluminium knob handle. | 5.4999
393501 |  | R | N | N | N | JR | CHILD SAFETY GATE:SUPPLY AND FIX NEW | Carpentry and Joinery | Ironmongery | Child Safety Gates | NO | 51.3892 | Child Safety Gate:Renew or install new safety gate with child-proof release fittings to staircase or any opening ne 1.055m wide including plugging and screwing as required, make good waste and debris. | Child Safety Gate:Renew or supply and fix child safety gate with child-proof release fittings to staircase or any opening ne 1.055m wide including plugging and screwing as required, make good waste and debris. | 51.3892
395101 |  | R | N | Y | N | JR | CEILING HATCH:FORM OPENING COMPLETE | Carpentry and Joinery | Miscellaneous Works | Ceiling Access Hatch | IT | 209.9782 | Ceiling Hatch:Cut opening through ceiling, trim opening with 75x150mm trimmers, 25x38mm stops fixed to trimmers/joists, 19x69mm architraves, 18mm blockboard trap, ironmongery, make good. | Ceiling Hatch:Cut opening through ceiling for access hatch, trim opening with ne 75x150mm pressure impregnated sawn softwood trimmers, 25x38mm softwood stops fixed to trimmers/joists, 19x69mm softwood architraves and 900x600x18mm blockboard trap, fully insulated, fix draught strips to perimeter of hatch, ironmongery, make good to plasterwork and decorate to match existing. | 209.9782
395103 |  | R | N | Y | N | JR | CEILING HATCH:RENEW BLOCKBOARD ACCESS HATCH | Carpentry and Joinery | Miscellaneous Works | Ceiling Access Hatch | IT | 87.2102 | Ceiling Hatch:Renew with 18mm blockboard access hatch, fully insulated with 150mm mineral fibre insulation, including fit new draught strips, all ironmongery and decorate to match existing. | Ceiling Hatch:Renew with 18mm blockboard access hatch, fully insulated with 150mm mineral fibre insulation, including fit new draught strips, all ironmongery and decorate to match existing. | 87.2102
395105 |  | R | N | Y | N | JR | CEILING HATCH:FIX NEW PROPRIETARY HATCH | Carpentry and Joinery | Miscellaneous Works | Ceiling Access Hatch | IT | 133.3424 | Ceiling Hatch:Cut opening through ceiling, trim opening as necessary and supply and fix proprietary purpose make ceiling access hatch complete, make good to all finishes and decorations. | Ceiling Hatch:Cut opening through ceiling, trim opening as necessary and supply and fix proprietary purpose make ceiling access hatch complete, make good all finishes and decorations. | 133.3424
395107 |  | R | N | Y | N | JR | CEILING HATCH:RENEW PROPRIETARY HATCH | Carpentry and Joinery | Miscellaneous Works | Ceiling Access Hatch | IT | 71.7646 | Ceiling Hatch:Renew existing proprietary ceiling hatch, remove existing, supply and fix proprietary purpose make ceiling access hatch complete, make good to all finishes and decorations. | Ceiling Hatch:Renew existing proprietary ceiling hatch, remove existing, supply and fix proprietary purpose make ceiling access hatch complete, make good all finishes and decorations. | 71.7646
395109 |  | R | N | N | N | JR | CEILING HATCH:OVERHAUL HATCH | Carpentry and Joinery | Miscellaneous Works | Ceiling Access Hatch | IT | 16.8223 | Ceiling Hatch:Repair access hatch including remove and refix hatch and ironmongery as necessary and leave in working order and remove waste and debris. | Ceiling Hatch:Repair access hatch including remove and refix hatch and ironmongery as necessary and leave in working order and remove waste and debris. | 16.8223
395111 |  | R | N | N | N | JR | CEILING HATCH:RENEW DRAUGHT INSULATION STRIPS | Carpentry and Joinery | Miscellaneous Works | Ceiling Access Hatch | IT | 13.4278 | Ceiling Hatch:Renew or supply and fix draught insulation strips to access hatch. | Ceiling Hatch:Renew or supply and fix draught insulation strips to access hatch. | 13.4278
395113 |  | R | N | N | N | JR | CEILING HATCH:UPGRADE FIRE RESISTANCE | Carpentry and Joinery | Miscellaneous Works | Ceiling Access Hatch | IT | 37.5538 | Ceiling Hatch:Upgrade fire resistance of ceiling hatch, supply, cut and fit 12.5mm plasterboard screwed to roof space side of hatch. | Ceiling Hatch:Upgrade fire resistance of ceiling hatch, supply, cut and fit 12.5mm plasterboard screwed to roof space side of hatch. | 37.5538
395115 |  | R | N | N | N | JR | CEILING HATCH:UPGRADE INSULATION | Carpentry and Joinery | Miscellaneous Works | Ceiling Access Hatch | IT | 32.2845 | Ceiling Hatch:Upgrade thermal insulation of ceiling hatch, supply, cut and fit 75mm Celotex or approved equal fixed to roof space side of hatch. | Ceiling Hatch:Upgrade thermal insulation of ceiling hatch, supply, cut and fit 75mm Celotex or other equal and approved thermal sheeting fixed to roof space side of hatch. | 32.2845
395201 |  | U | N | N | Y | JR | METER CUPBOARD:RENEW DOOR HINGE | Carpentry and Joinery | Miscellaneous Works | Meter Cupboards | NO | 10.9238 | Meter Cupboard:Renew hinge to door of any plastic gas or electric meter cupboard. | Meter Cupboard:Renew hinge to door of any plastic gas or electric meter cupboard. | 10.9238
395203 |  | U | N | N | Y | JR | METER CUPBOARD:RENEW 3 PORT LOCK | Carpentry and Joinery | Miscellaneous Works | Meter Cupboards | NO | 14.7916 | Meter Cupboard:Renew any three port key type lock to plastic door of gas or electric meter cupboard. | Meter Cupboard:Renew any three port key type lock to plastic door of gas or electric meter cupboard. | 14.7916
395218 |  | R | N | N | N | JR | METER CUPBOARD:AFFIX METAL PLATE TO DAMAGED DOOR | Carpentry and Joinery | Miscellaneous Works | Meter Cupboards | NO | 36.715 | Meter Cupboard:Affix metal plate to cover damaged section in timber door. | Meter Cupboard:Affix metal plate to cover damaged section in timber door. | 36.715
396001 |  | E | Y | N | Y | JR | DWELLING:GAIN ACCESS - 1 DOOR - 1 LOCK | Carpentry and Joinery | Miscellaneous Works | Gain Entry | IT | 70.7261 | Dwelling:Gain access for tenant locked out or emergency works, including force access to door, splice in new piece to frame, touch up decorations provide new barrel and keys. | Dwelling:Gain access for tenant locked out or emergency works, including force access to door, cut out and splice in new piece to external door frame, touch up decorations, provide new barrel and two keys as necessary or gain access through window including remove existing glass, gain access, reglaze including make good and touch up decorations. | 70.7261
396002 |  | E | Y | N | Y | JR | DWELLING:GAIN ACCESS - 1 DOOR - 2 LOCKS | Carpentry and Joinery | Miscellaneous Works | Gain Entry | IT | 111.623 | Dwelling:Gain access for tenant locked out or for emergency works, force access, splice to frame, touch up decorations, new nightlatch barrel and new mortice lock or mortice deadlock and two keys. | Dwelling:Gain access for tenant locked out or for emergency works, including force access to door, cut out and splice in new pieces to external door frame, touch up decorations, provide new barrel and two keys as necessary to cylinder nightlatch and provide new mortice lock or mortice deadlock and two keys. | 111.623
396004 |  | E | Y | N | Y | JR | DWELLING:GAIN ACCESS - 1 DOOR - MULTI-POINT | Carpentry and Joinery | Miscellaneous Works | Gain Entry | IT | 83.9666 | Dwelling:Gain access for tenant locked out or for emergency works, including drill out existing cylinder to multipoint locking system touch up decorations, provide new cylinder and two keys. | Dwelling:Gain access for tenant locked out or for emergency works, including drill out existing cylinder to multipoint locking system touch up decorations, provide new cylinder and two keys. | 83.9666
396006 |  | U | N | N | Y | JR | GARAGE:GAIN ACCESS | Carpentry and Joinery | Miscellaneous Works | Gain Entry | NO | 49.5346 | Garage:Gain access for tenant, including force access including redrill for fixing bolts and alter door, provide new lock and collect and return keys to tenant. | Garage:Gain access for tenant, including force access including redrill for fixing bolts and alter door, provide new lock and collect and return keys to tenant. | 49.5346
396008 |  | E | Y | N | Y | JR | DWELLING:GAIN ACCESS - EASY OPTION | Carpentry and Joinery | Miscellaneous Works | Gain Entry | IT | 16.6767 | Dwelling:Gain access for tenant locked out or for emergency works, provide ladders, gain access through open window, or obtain from and later return to Client's offices suited keys for the dwelling. | Dwelling:Gain access for tenant locked out or for emergency works, either provide ladders and gain access through open first floor window, or obtain from and later return to Client's offices a set of suited keys for the dwelling. | 16.6767
396020 |  | U | N | N | Y | JR | KEYSAFE:PROVIDE FOR ACCESS | Carpentry and Joinery | Miscellaneous Works | Gain Entry | NO | 28.3168 | Keysafe:Supply and install permanent proprietary keysafe to Client's property, fixed to walls and make good all finishes. | Keysafe:Supply and install permanent proprietary keysafe to Client's property, fixed to walls and make good all finishes. | 28.3168
396501 |  | U | N | N | Y | JR | EVICTION ATTENDANCE:NO LOCK CHANGE | Carpentry and Joinery | Miscellaneous Works | Eviction Attendance | IT | 16.6767 | Eviction Attendance:Attend dwelling, waiting time to receive instruction from Housing Officer or Bailiff, no lock change required. | Eviction Attendance:Attend dwelling, waiting time to receive instruction from Housing Officer or Bailiff, no lock change required. | 16.6767
396503 |  | U | N | N | Y | JR | EVICTION ATTENDANCE:CHANGE FRONT DOOR MULTIPOINT | Carpentry and Joinery | Miscellaneous Works | Eviction Attendance | IT | 166.7661 | Eviction Attendance:Attend dwelling, waiting time for instructions, force access to front door, splice new piece to door frame, touch up decorations, renew multipoint to door and provide two keys. | Eviction Attendance:Attend dwelling, waiting time to receive instruction from Housing Officer or Bailiff, force access to front door, cut out and splice in new piece to external door frame, touch up decorations, renew multipoint to front door and provide two keys. | 166.7661
396505 |  | U | N | N | Y | JR | EVICTION ATTENDANCE:CHANGE FRONT REAR DOOR MULTI | Carpentry and Joinery | Miscellaneous Works | Eviction Attendance | IT | 314.0761 | Eviction Attendance:Attend dwelling, waiting time for instruction, force access to front, rear doors, splice new pieces to frames, touch up decorations, renew multipoint and two keys to both doors. | Eviction Attendance:Attend dwelling, waiting time to receive instruction from Housing Officer or Bailiff, force access to front and rear doors, cut out and splice in new pieces to external door frames, touch up decorations, renew multipoint to front and rear door and provide two keys to both locks. | 314.0761
396507 |  | U | N | N | Y | JR | EVICTION ATTENDANCE:CHANGE FRONT DOOR LOCKS | Carpentry and Joinery | Miscellaneous Works | Eviction Attendance | IT | 121.2063 | Eviction Attendance:Attend dwelling, waiting time for instruction, force access to front door, splice frame, touch up, renew cylinder rim night latch and 5 lever mortice deadlock with keys complete. | Eviction Attendance:Attend dwelling, waiting time to receive instruction from Housing Officer or Bailiff, force access to front door, cut out and splice in new pieces to external door frame, touch up decorations, renew cylinder rim night latch, keep and pull handle, and 5 lever mortice deadlock, keep and set of escutcheons including altering door as necessary for new locks and provide two new keys for each lock. | 121.2063
396509 |  | U | N | N | Y | JR | EVICTION ATTENDANCE:CHANGE FRONT REAR DOOR LOCKS | Carpentry and Joinery | Miscellaneous Works | Eviction Attendance | IT | 186.152 | Eviction Attendance:Attend, waiting instructions, force access to both doors, splice frames, touch up, renew night latch, 5 lever mortice deadlock to front, 5 lever mortice lock complete to rear. | Eviction Attendance:Attend dwelling, waiting time to receive instruction from Housing Officer or Bailiff, force access to front and rear doors, cut out and splice in new pieces to external door frames, touch up decorations, renew cylinder rim night latch, keep and pull handle, and 5 lever mortice deadlock, keep and set of escutcheons to front door and 5 lever mortice lock, keep and set of anodised aluminium lever handle furniture to rear door including altering doors as necessary for new locks and provide two new keys for each lock. | 186.152
397000 |  | E | Y | N | Y | JR | OPENING:BOARD UP 12MM STERLING OR PLYWOOD ON FRAME | Carpentry and Joinery | Miscellaneous Works | Boarding Up/Nailing Up | SM | 36.4212 | Opening:Board up window or door with 12mm Sterling or plywood board or blockboard, cut to size, on and including 50x75mm sawn softwood frame fixed to brickwork in boarding over opening, leave secure. | Opening:Board up window or door with 12mm Sterling or plywood board or blockboard including cut to size, on and including 50x75mm sawn softwood frame plugged and screwed to brickwork in boarding over window or door opening and leave secure. | 36.4212
397001 |  | E | Y | N | Y | JR | OPENING:BOARD UP WITH 12MM STERLING OR PLYWOOD | Carpentry and Joinery | Miscellaneous Works | Boarding Up/Nailing Up | NO | 40.3393 | Opening:Board up window or door with 12mm Sterling or plywood board or blockboard including cut to size, nail over window or door (NOT to frame) and leave secure (per opening). | Opening:Board up window or door with 12mm Sterling or plywood board or blockboard including cut to size, nail over window or door (NOT to frame) and leave secure (per opening). | 40.3393
397002 |  | E | N | N | Y | JR | GARAGE:BOARD UP WITH 12MM STERLING OR PLYWOOD | Carpentry and Joinery | Miscellaneous Works | Boarding Up/Nailing Up | NO | 77.872 | Garage:Board up garage door with 12mm Sterling or plywood board or blockboard including cut to size, nail over garage door (NOT to frame) and leave secure (per opening). | Garage:Board up garage door with 12mm Sterling or plywood board or blockboard including cut to size, nail over garage door (NOT to frame) and leave secure (per opening). | 77.872
397003 |  | E | N | N | Y | JR | OPENING:REMOVE BOARDING TO OPENINGS | Carpentry and Joinery | Miscellaneous Works | Boarding Up/Nailing Up | NO | 9.8008 | Opening:Remove boarding from window or door opening and make good. Leave property secure including refix boarding if required. | Opening:Remove boarding from window or door opening and make good. Leave property secure including refix boarding if required. | 9.8008
397004 |  | E | N | N | Y | JR | GARAGE:REMOVE BOARDING TO OPENINGS | Carpentry and Joinery | Miscellaneous Works | Boarding Up/Nailing Up | NO | 15.3598 | Garage:Remove boarding from garage door opening and make good. Leave property secure including refix boarding if required. | Garage:Remove boarding from garage door opening and make good. Leave property secure including refix boarding if required. | 15.3598
397005 |  | E | Y | N | Y | JR | OPENING:NAIL UP WINDOW OR DOOR | Carpentry and Joinery | Miscellaneous Works | Boarding Up/Nailing Up | NO | 12.5207 | Opening:Nail up window or door and leave secure. | Opening:Nail up window or door and leave secure. | 12.5207
397007 |  | U | N | N | Y | JR | OPENING:REMOVE NAILS FROM OPENING | Carpentry and Joinery | Miscellaneous Works | Boarding Up/Nailing Up | NO | 6.8163 | Opening:Remove nails from window or door and make good (per window or door). | Opening:Remove nails from window or door and make good (per window or door). | 6.8163
397008 |  | E | Y | N | Y | JR | OPENING:BOARD UP WITH GALVANISED STEEL SHEETING | Carpentry and Joinery | Miscellaneous Works | Boarding Up/Nailing Up | SM | 71.9709 | Opening:Board up window or door with ne 2.5mm galvanised flat steel sheeting, cut to size, on and including 50x75mm sawn softwood frame fixed to brickwork in boarding over opening, leave secure. | Opening:Board up opening with ne 2.5mm galvanised flat steel sheeting screwed to and including 50x75mm sawn softwood framing plugged and screwed to brickwork in boarding over window or door opening and leave secure. | 71.9709
397021 |  | E | Y | N | Y | JR | OPENINGS:SECURITY FULL SCREENS FIRST WEEK | Carpentry and Joinery | Miscellaneous Works | Boarding Up Long Term Voids | IT | 104.4267 | Openings:Provide and install for an open period proprietary metal security screens to cover up to 2 doors, 8 windows, any size, type, take down, refix, leave secure (rate for first week only). | Openings:Provide and install for an open period proprietary metal security screens to cover upto 2 doors and 8 windows, any size and type of opening, take down and refix as required during contract duration of Void Dwelling, leave secure when dwelling unattended and remove and make good on completion including providing security alarm if necessary (applicable to first week only). | 104.4267
397023 |  | E | Y | N | Y | JR | OPENINGS:SECURITY EXTRA WINDOW FIRST WEEK | Carpentry and Joinery | Miscellaneous Works | Boarding Up Long Term Voids | NO | 12.8714 | Openings:Provide and install for an open period an additional proprietary metal security window screen to suit any size and type, take down, refix, leave secure (rate for first week only). | Openings:Provide and install for an open period an additional proprietary metal security window screen to suit any size and type of opening window, take down and refix as required during contract duration of Void Dwelling, leave secure when dwelling unattended and remove and make good on completion (applicable to first week only). | 12.8714
397024 |  | X | N | N | N | JR | OPENINGS:SECURITY EXTRA WINDOW ADDITIONAL HIRE | Carpentry and Joinery | Miscellaneous Works | Boarding Up Long Term Voids | NO | 9.9464 | Openings:Hire and maintenance of one proprietary metal security screen for additional hire period after first week for any window screen (per additional hire week). | Openings:Hire and maintenance of one proprietary metal security window screen to suit any size and type of opening window, for additional hire period beyond the initial hire period of one week (only to be claimed when instructed by the Client Representative as an additional item) including any additional taking down and refixing as required during contract duration of void dwelling, leave secure when dwelling unattended (per week of additional hire to first week). | 9.9464
397025 |  | E | Y | N | Y | JR | OPENINGS:SECURITY EXTRA DOOR FIRST WEEK | Carpentry and Joinery | Miscellaneous Works | Boarding Up Long Term Voids | NO | 21.5008 | Openings:Provide and install for an open period an additional proprietary metal security door screen to suit any size and type, take down, refix, leave secure (rate for first week only). | Openings:Provide and install for an open period an additional proprietary metal security door screen to suit any size and type of door opening, take down and refix as required during contract duration of Void Dwelling leave secure when dwelling unattended and remove and make good on completion (applicable to first week only). | 21.5008
397026 |  | X | N | N | N | JR | OPENINGS:SECURITY EXTRA DOOR ADDITIONAL HIRE | Carpentry and Joinery | Miscellaneous Works | Boarding Up Long Term Voids | NO | 12.8714 | Openings:Hire and maintenance of one proprietary metal security screen for additional hire period after first week for any door screen (per additional hire week). | Openings:Hire and maintenance of one proprietary metal security door screen to suit any size and type of door opening, for additional hire period beyond the initial hire period of one week (only to be claimed when instructed by the Client Representative as an additional item) including any additional taking down and refixing as required during contract duration of void dwelling, leave secure when dwelling unattended (per week of additional hire to first week). | 12.8714
397027 |  | X | N | N | N | JR | OPENINGS:SECURITY FULL SCREENS ADDITIONAL HIRE | Carpentry and Joinery | Miscellaneous Works | Boarding Up Long Term Voids | NO | 42.1214 | Openings:Hire and maintenance of proprietary metal security screens for additional hire period after first week for up to 2 doors and 8 windows (per additional hire week). | Openings:Hire and maintenance of proprietary metal security screens to cover upto 2 doors and 8 windows for additional hire period beyond the initial hire period of one week (only to be claimed when instructed by the Client Representative as an additional item) including any additional taking down and refixing as required during contract duration of void dwelling, leave secure when dwelling unattended including providing security alarm if necessary (per week of additional hire to first week). | 42.1214
397029 |  | E | Y | N | Y | JR | OPENINGS:SECURITY PARTIAL SCREENS FIRST WEEK | Carpentry and Joinery | Miscellaneous Works | Boarding Up Long Term Voids | IT | 82.4892 | Openings:Provide and install for an open period proprietary metal security screens to cover up to 2 doors, 2 windows, any size and type, take down, refix, leave secure (rate for first week only). | Openings:Provide and install for an open period proprietary metal security screens to cover upto 2 doors and 2 windows, any size and type of opening, take down and refix as required during contract duration of Void Dwelling, leave secure when dwelling unattended and remove and make good on completion including providing security alarm if necessary (applicable to first week only). | 82.4892
397031 |  | X | N | N | N | JR | OPENINGS:SECURITY PARTIAL ADDITIONAL HIRE | Carpentry and Joinery | Miscellaneous Works | Boarding Up Long Term Voids | NO | 34.2239 | Openings:Hire and maintenance of proprietary metal security screens for additional hire period after first week for up to 2 doors and 2 windows (per additional hire week). | Openings:Hire and maintenance of proprietary metal security screens to cover upto 2 doors and 2 windows for additional hire period beyond the initial hire period of one week (only to be claimed when instructed by the Client Representative as an additional item) including any additional taking down and refixing as required during contract duration of void dwelling, leave secure when dwelling unattended including providing security alarm if necessary (per week of additional hire to first week). | 34.2239
397033 |  | E | Y | N | Y | JR | OPENINGS:SECURITY INDIVIDUAL FIRST WEEK | Carpentry and Joinery | Miscellaneous Works | Boarding Up Long Term Voids | NO | 52.2133 | Openings:Provide and install for an open period an individual proprietary metal security window or door screen to suit any size and type, take down, refix, leave secure (rate for first week only). | Openings:Provide and install for an open period an individual proprietary metal security window or door screen to suit any size of and type of opening, take down and refix as required during contract duration of Void Dwelling, leave secure when dwelling unattended and remove and make good on completion (applicable to first week only). | 52.2133
397035 |  | X | N | N | N | JR | OPENINGS:SECURITY INDIVIDUAL ADDITIONAL HIRE | Carpentry and Joinery | Miscellaneous Works | Boarding Up Long Term Voids | NO | 12.8714 | Openings:Hire and maintenance of one proprietary metal security screen for additional hire period for any window or door screen (per additional hire week). | Openings:Hire and maintenance of one proprietary metal security window or door screen, for additional hire period beyond the initial hire period of one week (only to be claimed when instructed by the Client Representative as an additional item) including any additional taking down and refixing as required during contract duration of void dwelling, leave secure when dwelling unattended (per week of additional hire to first week). | 12.8714
397555 | New | R | N | N | N | JR | STANDARD PREMISES INFORMATION BOX:PROVIDE | Carpentry and Joinery | Miscellaneous Works | Fire Proof Document Cabinets | NO | 1264.4831 | Standard Premises Information Box:Supply and install aluminium to PA38 with PN-84/11-93699 red powder coated wall mounted standard premises information box, 550x 95 x 475mm high, Fire Service sign. | Standard Premises Information Box:Supply and install aluminium to PA38 with PN-84/11-93699 red powder coated wall mounted standard premises information box, 550x 95 x 475mm high, with aluminium alloy handle, secure by design lock cylinder to EN/303, photoluminescent Fire Service sign, plugged and screwed to wall. | 1264.4831
398001 |  | U | N | N | Y | JR | CLIENT INSPECTION:EXTERNAL JOINERY | Carpentry and Joinery | Miscellaneous Works | Carpentry and Joinery - Client Inspection | IT | 16.6767 | Client Inspection:Undertake client inspection and testing etc. on external joinery and report to Client Representative (any repairs required to be ordered must be instructed by Client Representative). | Client Inspection:Undertake client inspection and testing etc. on external joinery and report to Client Representative (any repairs required to be ordered must be instructed by Client Representative). Not to be claimed in conjunction with associated works. | 16.6767
398003 |  | U | N | N | Y | JR | CLIENT INSPECTION:INTERNAL JOINERY | Carpentry and Joinery | Miscellaneous Works | Carpentry and Joinery - Client Inspection | IT | 16.6767 | Client Inspection:Undertake client inspection and testing etc. on internal joinery and report to Client Representative (any repairs required to be ordered must be instructed by Client Representative). | Client Inspection:Undertake client inspection and testing etc. on internal joinery and report to Client Representative (any repairs required to be ordered must be instructed by Client Representative). Not to be claimed in conjunction with associated works. | 16.6767
411105 |  | R | N | N | N | PT | WALL:RENEW APPLY 3MM SKIM PLASTER IN PATCH | Plasterwork and Other Finishes | Plasterwork, Rendering and Screeds | Plasterwork - Walls | IT | 17.9988 | Wall:Renew defective or apply new skim coat of plaster in patch including hack off existing and renew including all preparation and joints to existing surfaces and remove waste and debris. | Wall:Renew defective or apply new skim coat of plaster in patch including hack off existing and renew including all preparation and joints to existing surfaces and remove waste and debris. | 17.9988
411107 |  | R | N | N | N | PT | WALL:RENEW APPLY 3MM SKIM COAT PLASTER | Plasterwork and Other Finishes | Plasterwork, Rendering and Screeds | Plasterwork - Walls | SM | 14.1075 | Wall:Renew defective or apply new skim coat of plaster including hack off existing and renew including all preparation and joints to existing surfaces and remove waste and debris. | Wall:Renew defective or apply new skim coat of plaster including hack off existing and renew including all preparation and joints to existing surfaces and remove waste and debris. | 14.1075
411113 |  | R | N | N | N | PT | WALL:TWO COATS DUB OUT IN PATCH | Plasterwork and Other Finishes | Plasterwork, Rendering and Screeds | Plasterwork - Walls | IT | 45.7087 | Wall:Float and set to walls in patch including additional coat or dub out as necessary with cement and sand including all labours. | Wall:Two coats (bonding coat and skim coat) including bonding agent as necessary to walls in patch including additional coat or dub out as necessary with cement and sand including all labours and remove waste and debris. | 45.7087
411115 |  | R | N | N | N | PT | WALL:TWO COATS DUB OUT | Plasterwork and Other Finishes | Plasterwork, Rendering and Screeds | Plasterwork - Walls | SM | 39.6817 | Wall:Float and set to walls including additional coat or dub out as necessary with cement and sand including all preparation, labours, and joints to existing surfaces and remove waste and debris. | Wall:Two coats (bonding coat and skim coat) including bonding agent as necessary including additional coat or dub out as necessary with cement and sand including all labours and remove waste and debris. | 39.6817
411121 |  | R | N | N | N | PT | WALL:HACK REPLASTER TWO COATS DUB OUT IN PATCH | Plasterwork and Other Finishes | Plasterwork, Rendering and Screeds | Plasterwork - Walls | IT | 65.1647 | Wall:Hack off plaster, rake out and prepare background, float and set to walls in patch including additional coat or dub out as necessary with cement and sand, all labours, remove spoil. | Wall:Hack off plaster, rake out and prepare background, two coats (bonding coat and skim coat) including bonding agent as necessary to walls in patch including additional coat or dub out as necessary with cement and sand including all labours and remove waste and debris. | 65.1647
411123 |  | R | N | N | N | PT | WALL:HACK REPLASTER TWO COATS DUB OUT | Plasterwork and Other Finishes | Plasterwork, Rendering and Screeds | Plasterwork - Walls | SM | 57.6572 | Wall:Hack off plaster, rake out and prepare background, float and set to walls including additional coat or dub out as necessary with cement and sand including all labours and remove waste and debris. | Wall:Hack off plaster, rake out and prepare background, two coats (bonding coat and skim coat) including bonding agent as necessary to walls including additional coat or dub out as necessary with cement and sand including all labours and remove waste and debris. | 57.6572
411133 |  | R | N | N | N | PT | WALL:TWO COATS BONDING WALL IN PATCH | Plasterwork and Other Finishes | Plasterwork, Rendering and Screeds | Plasterwork - Walls | IT | 28.1909 | Wall:Bond and set to walls in patch including additional coat or dub out as necessary with cement and sand including all labours, and remove waste and debris. | Wall:Two coat (bonding coat and skim coat) including bonding agent as necessary to walls in patch including additional coat or dub out as necessary with cement and sand including all labours and remove waste and debris. | 28.1909
411135 |  | R | N | N | N | PT | WALL:TWO COATS BONDING WALLS | Plasterwork and Other Finishes | Plasterwork, Rendering and Screeds | Plasterwork - Walls | SM | 24.2997 | Wall:Bond and set to walls 12mm thick, including additional coat or dub out as necessary with cement and sand including all labours and remove waste and debris. | Wall:Two coat (bonding coat and skim coat) including bonding agent as necessary to walls 12mm thick, including additional coat or dub out as necessary with cement and sand including all labours and remove waste and debris. | 24.2997
411201 |  | R | N | N | N | PT | WALL:HACK OFF REPLASTER 1.0M BAND | Specialist Treatments | Fungus and Beetle Eradication and DPC Works | Damp Proof Treatment Plasterwork | SM | 67.1383 | Wall:Hack off all plaster to minimum height of 1.00m above new floor level, after treatment works return and replaster ne 25mm thick, fair joint to existing plaster, all as specified. | Wall:Hack off all plaster to minimum height of 1.00m above new floor level, after treatment works return and replaster ne 25mm thick with fair joint to existing plaster, all as specified and remove waste and debris. | 67.1383
411203 |  | R | N | N | N | PT | WALL:HACK OFF RENDER AND SKIM 1.0M BAND | Specialist Treatments | Fungus and Beetle Eradication and DPC Works | Damp Proof Treatment Plasterwork | SM | 77.8462 | Wall:Hack off all plaster to minimum height of 1.00m above new floor level, after damp treatment works, return, apply 2 coat waterproof render and skim ne 25mm thick, as specified. | Wall:Hack off all plaster to minimum height of 1.00m above new floor level, after damp treatment works return, apply 2 coat waterproof render and skim ne 25mm thick with fair joint to existing plaster as specified and remove waste and debris. | 77.8462
411205 |  | R | N | N | N | PT | WALL:DUB OUT 25MM PRIOR REPLASTER | Specialist Treatments | Fungus and Beetle Eradication and DPC Works | Damp Proof Treatment Plasterwork | SM | 25.7919 | Wall:Apply dubbing out coat ne 25mm thick prior to replastering wall, all as specified. | Wall:Apply dubbing out coat ne 25mm thick prior to replastering wall, all as specified. | 25.7919
411207 |  | R | N | N | N | PT | WALL:HACK OFF AND APPLY RENDER | Specialist Treatments | Fungus and Beetle Eradication and DPC Works | Damp Proof Treatment Plasterwork | SM | 51.3105 | Wall:Hack off any type plaster or rendered finish and apply two coat waterproof cement render, finished to receive direct fixed dry lining (dry lining not included) and remove waste and debris. | Wall:Hack off any type plaster or rendered finish and apply two coat waterproof cement render, finished to receive direct fixed dry lining (dry lining not included) and remove waste and debris. | 51.3105
411209 |  | R | N | N | N | PT | WALL:HACK OFF AND APPLY NEW SKIM COAT | Specialist Treatments | Fungus and Beetle Eradication and DPC Works | Damp Proof Treatment Plasterwork | SM | 14.1075 | Wall:Hack off degraded plaster finish coat and apply new plaster skim coat including fair joint to any existing plaster finish and remove waste and debris. | Wall:Hack off degraded plaster finish coat and apply new plaster skim coat including fair joint to any existing plaster finish and remove waste and debris. | 14.1075
411221 | New | R | N | N | N | PT | WALL:HACK OFF VERTICAL DPM PLASTERBOARD SKIM | Specialist Treatments | Fungus and Beetle Eradication and DPC Works | Damp Proof Treatment Plasterwork | SM | 73.3989 | Wall:Hack off and remove all plaster to a minimum height of 1.00m above floor level, remove mould and fungi, install vertical mesh waterproofing, ne 12.5mm plasterboard scrim and 3mm skim plaster | Wall:Hack off and remove all plaster to a minimum height of 1.00m above floor level, make good brickwork, treat surface of brickwork with approved materials in accordance with manufacturer’s technical data sheet to remove mould and fungi, supply and install Permaseal 8 or other equal and approved vertical mesh waterproofing membrane installed in accordance with the manufacturer’s technical data sheet fixed with Permaseal Brick Plugs with pre-fitted sealing washers, drill 10mm holes x 60mm deep in brickwork and screw plugs through membrane to wall with 5mm screws, supply cut and fit ne 12.5mm plasterboard to walls with plaster dot and dabs, including scrim joints and 3mm skim plaster, labours, make good, remove waste and debris | 73.3989
411309 |  | R | N | N | N | PT | WALL:FIX NE 12.5MM PLASTERBOARD SCRIM JOINTS PATCH | Plasterwork and Other Finishes | Plasterwork, Rendering and Screeds | Plasterboard - Walls | IT | 18.5418 | Wall:Supply, cut and fix ne 12.5mm plasterboard to walls in patch including scrim joints, additional support battens, noggins etc. to studding and all labours and remove waste and debris. | Wall:Supply, cut and fix ne 12.5mm plasterboard to walls in patch including scrim joints, additional support battens, noggins etc. to studding and all labours and remove waste and debris. | 18.5418
411311 |  | R | N | N | N | PT | WALL:FIX NE 12.5MM PLASTERBOARD SCRIM JOINTS | Plasterwork and Other Finishes | Plasterwork, Rendering and Screeds | Plasterboard - Walls | SM | 15.0254 | Wall:Supply, cut and fix ne 12.5mm plasterboard to walls and scrim joints, including additional support battens, noggins etc. to studding and all labours and remove waste and debris. | Wall:Supply, cut and fix ne 12.5mm plasterboard to walls and scrim joints, including additional support battens, noggins etc. to studding and all labours and remove waste and debris. | 15.0254
411313 |  | R | N | N | N | PT | WALL:FIX NE 12.5MM PLASTERBOARD 3MM SKIM IN PATCH | Plasterwork and Other Finishes | Plasterwork, Rendering and Screeds | Plasterboard - Walls | IT | 34.4866 | Wall:Supply, cut and fix ne 12.5mm plasterboard to walls in patch including scrim joints and 3mm skim plaster, additional support battens, noggins etc to studding, labours and remove waste and debris. | Wall:Supply, cut and fix ne 12.5mm plasterboard to walls in patch including scrim joints and 3mm skim plaster, additional support battens, noggins etc. to studding, including all labours and remove waste and debris. | 34.4866
411315 |  | R | N | N | N | PT | WALL:FIX NE 12.5MM PLASTERBOARD 3MM SKIM COAT | Plasterwork and Other Finishes | Plasterwork, Rendering and Screeds | Plasterboard - Walls | SM | 28.9275 | Wall:Supply, cut and fix ne 12.5mm plasterboard to walls, scrim joints and 3mm skim plaster to walls, including additional support battens, noggins etc to studding, labours and remove waste and debris | Wall:Supply, cut and fix ne 12.5mm plasterboard to walls, scrim joints and 3mm skim plaster to walls, including additional support battens, noggins etc. to studding, including all labours and remove waste and debris. | 28.9275
411316 |  | R | N | Y | N | PT | WALL:FIX NE 12.5MM PLASTERBOARD TWO COAT FINISH | Plasterwork and Other Finishes | Plasterwork, Rendering and Screeds | Plasterboard - Walls | SM | 39.5825 | Wall:Supply, cut and fix ne 12.5mm plasterboard, scrim joints, one coat bonding plaster and 3mm skim finish plaster to walls, additional support battens, noggins etc, labours, remove waste and debris. | Wall:Supply, cut and fix ne 12.5mm plasterboard to walls, scrim joints and apply one coat of bonding plaster and one coat of 3mm skim finish plaster to walls, including additional support battens, noggins etc. to studding, including all labours and remove waste and debris. | 39.5825
411321 |  | R | N | N | N | PT | WALL:RENEW NE 12.5MM PLASTERBOARD SKIM PATCH | Plasterwork and Other Finishes | Plasterwork, Rendering and Screeds | Plasterboard - Walls | IT | 47.8279 | Wall:Take down plasterboard or lath and plaster to wall, denail studs etc, fix ne 12.5mm plasterboard to wall in patch, scrim joints, 3mm skim plaster, additional battens, noggins etc, all labours. | Wall:Take down plasterboard or lath and plaster to wall, denail studs etc. and prepare, supply, cut and fix ne 12.5mm plasterboard to wall in patch including scrim joints and 3mm skim plaster, additional support battens, noggins etc. to studs including all labours and remove waste and debris. | 47.8279
411323 |  | R | N | N | N | PT | WALL:RENEW NE 12.5MM PLASTERBOARD 3MM SKIM | Plasterwork and Other Finishes | Plasterwork, Rendering and Screeds | Plasterboard - Walls | SM | 37.7929 | Wall:Take down plasterboard or lath and plaster to wall, denail studs etc, fix ne 12.5mm plasterboard to wall, scrim joints, 3mm skim plaster, additional battens etc, all labours, remove spoil. | Wall:Take down plasterboard or lath and plaster to wall, denail studs etc. and prepare, supply, cut and fix ne 12.5mm plasterboard to wall including scrim joints and 3mm skim plaster, additional support battens, noggins etc. to studs including all labours and remove waste and debris. | 37.7929
411325 |  | R | N | N | N | PT | WALL:RENEW DOUBLE PLASTERBOARD 3MM SKIM IN PATCH | Plasterwork and Other Finishes | Plasterwork, Rendering and Screeds | Plasterboard - Walls | IT | 63.5615 | Wall:Take down plasterboard or lath and plaster to wall, denail studs, fix double layer ne 12.5mm plasterboard to wall in patch, scrim joints, 3mm skim plaster, additional battens etc, all labours. | Wall:Take down plasterboard or lath and plaster to wall, denail studs etc. and prepare, supply, cut and fix double layer 9.5mm plasterboard to wall in patch including scrim joints and 3mm skim plaster, additional support battens, noggins etc. to studs including all labours and remove waste and debris. | 63.5615
411327 |  | R | N | N | N | PT | WALL:RENEW DOUBLE PLASTERBOARD 3MM SKIM COAT | Plasterwork and Other Finishes | Plasterwork, Rendering and Screeds | Plasterboard - Walls | SM | 49.0792 | Wall:Take down plasterboard or lath and plaster to wall, denail studs etc, fix double layer ne 12.5mm plasterboard to wall, scrim joints, 3mm skim plaster, additional battens etc, all labours. | Wall:Take down plasterboard or lath and plaster to wall, denail studs etc. and prepare, supply, cut and fix double layer 9.5mm plasterboard to wall including scrim joints and 3mm skim plaster, additional support battens, noggins etc. to studs including all labours and remove waste and debris. | 49.0792
411401 |  | R | N | N | N | PT | WALL:FIX 12.5MM FIRELINE BOARD 3MM SKIM COAT | Plasterwork and Other Finishes | Plasterwork, Rendering and Screeds | Fireline Board - Walls | SM | 30.7527 | Wall:Supply, cut and fix 12.5mm Fireline board to walls, scrim joints, 3mm skim plaster to existing timber stud walls, additional support battens, noggins etc, to studding, all labours, remove debris. | Wall:Supply, cut and fix 12.5mm Fireline board to walls, scrim joints and 3mm skim plaster to existing timber stud walls, including additional support battens, noggins etc, to studding, including all labours and remove waste and debris. | 30.7527
411403 |  | R | N | N | N | PT | WALL:FIX 15MM FIRELINE BOARD 3MM SKIM COAT | Plasterwork and Other Finishes | Plasterwork, Rendering and Screeds | Fireline Board - Walls | SM | 34.2808 | Wall:Supply, cut and fix 15mm Fireline board to walls, scrim joints, 3mm skim plaster to existing timber stud walls, additional support battens, noggins etc., to studding, labours and remove debris. | Wall:Supply, cut and fix 15mm Fireline board to walls, scrim joints and 3mm skim plaster to existing timber stud walls, including additional support battens, noggins etc, to studding, including all labours and remove waste and debris. | 34.2808
413105 |  | R | N | N | N | PT | CEILING:RENEW APPLY SKIM COAT IN PATCH | Plasterwork and Other Finishes | Plasterwork, Rendering and Screeds | Plasterwork - Ceilings | IT | 20.7783 | Ceiling:Hack off existing and renew defective or apply new skim coat of plaster in patch including all joints to existing surfaces and all labours, make good and remove waste and debris. | Ceiling:Hack off existing and renew defective or apply new skim coat of plaster in patch including all joints to existing surfaces and all labours and remove waste and debris. | 20.7783
413107 |  | R | N | N | N | PT | CEILING:RENEW APPLY SKIM COAT | Plasterwork and Other Finishes | Plasterwork, Rendering and Screeds | Plasterwork - Ceilings | SM | 16.8871 | Ceiling:Hack off existing and renew defective or apply new skim coat of plaster including all joints to existing surfaces and all labours, make good and remove waste and debris. | Ceiling:Hack off existing and renew defective or apply new skim coat of plaster including all joints to existing surfaces and all labours and remove waste and debris. | 16.8871
413109 |  | R | N | N | N | PT | CEILING:TWO COATS BONDING IN PATCH | Plasterwork and Other Finishes | Plasterwork, Rendering and Screeds | Plasterwork - Ceilings | IT | 33.3634 | Ceiling:Two coat (bonding coat and skim coat) including bonding agent as necessary to concrete ceiling in patch, apply bonding agent, including all labours and remove waste and debris. | Ceiling:Two coat (bonding coat and skim coat) including bonding agent as necessary to concrete ceiling in patch, apply bonding agent, including all labours and remove waste and debris. | 33.3634
413111 |  | R | N | N | N | PT | CEILING:TWO COATS BONDING | Plasterwork and Other Finishes | Plasterwork, Rendering and Screeds | Plasterwork - Ceilings | SM | 29.4721 | Ceiling:Two coat (bonding coat and skim coat) including bonding agent as necessary coat to concrete ceiling apply bonding agent, including all labours and remove waste and debris. | Ceiling:Two coat (bonding coat and skim coat) including bonding agent as necessary coat to concrete ceiling apply bonding agent, including all labours and remove waste and debris. | 29.4721
413117 |  | R | N | N | N | PT | CEILING:HACK RENEW PLASTER IN PATCH | Plasterwork and Other Finishes | Plasterwork, Rendering and Screeds | Plasterwork - Ceilings | IT | 40.0342 | Ceiling:Hack off defective plaster to ceiling, prepare and replaster ceiling in two coats (bonding and finish) in patch, joints to existing surfaces, all labours, make good, remove waste and debris. | Ceiling:Hack off defective plaster to ceiling, prepare and replaster ceiling in two coats (bonding and finish) in patch, joints to existing surfaces, all labours, make good and remove waste and debris. | 40.0342
413119 |  | R | N | N | N | PT | CEILING:HACK RENEW PLASTER | Plasterwork and Other Finishes | Plasterwork, Rendering and Screeds | Plasterwork - Ceilings | SM | 34.4752 | Ceiling:Hack off defective plaster to ceiling, prepare and replaster ceiling in two coats (bonding and finish), joints to existing surfaces, all labours, make good and remove waste and debris. | Ceiling:Hack off defective plaster to ceiling, prepare and replaster ceiling in two coats (bonding and finish), joints to existing surfaces, all labours, make good and remove waste and debris. | 34.4752
413124 |  | R | N | N | N | PT | CEILING:APPLY 5MM SKIM TO ARTEX | Plasterwork and Other Finishes | Plasterwork, Rendering and Screeds | Plasterwork - Ceilings | SM | 25.3364 | Ceiling:Prepare and apply 5mm skim coat of plaster to existing artex ceiling, apply bonding agent, including all joints to existing surfaces and all labours and remove waste and debris. | Ceiling:Prepare and apply 5mm skim coat of plaster to existing artex ceiling, apply bonding agent, including all joints to existing surfaces and all labours and remove waste and debris. | 25.3364
413305 |  | R | N | N | N | PT | CEILING:FIX NE 12.5MM PLASTERBOARD 3MM SKIM PATCH | Plasterwork and Other Finishes | Plasterwork, Rendering and Screeds | Plasterboard - Ceilings | IT | 37.2659 | Ceiling:Supply, cut and fix ne 12.5mm plasterboard, scrim joints and 3mm skim plaster to ceiling in patch including additional support battens, noggins etc. to joists, including all labours. | Ceiling:Supply, cut and fix ne 12.5mm plasterboard, scrim joints and 3mm skim plaster to ceiling in patch including additional support battens, noggins etc. to joists, including all labours and remove waste and debris. | 37.2659
413307 |  | R | N | N | N | PT | CEILING:FIX NE 12.5MM PLASTERBOARD 3MM SKIM COAT | Plasterwork and Other Finishes | Plasterwork, Rendering and Screeds | Plasterboard - Ceilings | SM | 30.0103 | Ceiling:Supply, cut and fix ne 12.5mm plasterboard, scrim joints and 3mm skim plaster to ceiling, additional support battens, noggins to joists, all labours, make good, remove waste and debris. | Ceiling:Supply, cut and fix ne 12.5mm plasterboard, scrim joints and 3mm skim plaster to ceiling, including additional support battens, noggins to joists, including all labours and remove waste and debris. | 30.0103
413308 |  | R | N | Y | N | PT | CEILING:FIX NE 12.5MM PLASTERBOARD TWO COAT FINISH | Plasterwork and Other Finishes | Plasterwork, Rendering and Screeds | Plasterboard - Ceilings | SM | 44.0298 | Ceiling:Supply, cut and fix ne 12.5mm plasterboard, scrim joints, bonding plaster coat, 3mm skim, additional support battens, noggins etc, to joist, all labours, make good, remove waste and debris. | Ceiling:Supply, cut and fix ne 12.5mm plasterboard, scrim joints and apply one coat of bonding plaster and one coat of 3mm skim finish plaster to ceilings, including additional support battens, noggins etc. to walls, including all labours and remove waste and debris. | 44.0298
413309 |  | R | N | N | N | PT | CEILING:FIX DOUBLE NE 12.5MM PLASTERBOARD IN PATCH | Plasterwork and Other Finishes | Plasterwork, Rendering and Screeds | Plasterboard - Ceilings | IT | 58.5294 | Ceiling:Supply, cut and fix double layer of ne 12.5mm plasterboard to ceiling in patch including scrim joints and 3mm skim plaster, additional support battens etc. to joists, including all labours. | Ceiling:Supply, cut and fix double layer of ne 12.5mm plasterboard to ceiling in patch including scrim joints and 3mm skim plaster, additional support battens, noggins to joists, including all labours and remove waste and debris. | 58.5294
413311 |  | R | N | N | N | PT | CEILING:FIX DOUBLE NE 12.5MM PLASTERBOARD 3MM SKIM | Plasterwork and Other Finishes | Plasterwork, Rendering and Screeds | Plasterboard - Ceilings | SM | 47.4116 | Ceiling:Supply, cut and fix double layer of ne 12.5mm plasterboard to ceiling with scrim joints and 3mm skim plaster including additional support battens etc. to joists, including all labours. | Ceiling:Supply, cut and fix double layer of ne 12.5mm plasterboard to ceiling with scrim joints and 3mm skim plaster including additional support battens, noggins etc. to joists, including all labours and remove waste and debris. | 47.4116
413317 |  | R | N | N | N | PT | CEILING:RENEW NE 12.5MM PLASTERBOARD SKIM IN PATCH | Plasterwork and Other Finishes | Plasterwork, Rendering and Screeds | Plasterboard - Ceilings | IT | 56.7222 | Ceiling:Take down existing ceiling, denail joists, fix ne 12.5mm plasterboard to ceiling in patch, scrim joints, 3mm skim plaster, additional battens, all labours, make good, remove waste and debris. | Ceiling:Take down plasterboard or lath and plaster ceiling, denail joists and prepare, supply, cut and fix ne 12.5mm plasterboard to ceiling in patch including scrim joints and 3mm skim plaster, additional support battens, noggins etc. to joists including all labours and remove waste and debris. | 56.7222
413319 |  | R | N | N | N | PT | CEILING:RENEW NE 12.5MM PLASTERBOARD 3MM SKIM COAT | Plasterwork and Other Finishes | Plasterwork, Rendering and Screeds | Plasterboard - Ceilings | SM | 45.6043 | Ceiling:Take down existing ceiling, denail joists, fix ne 12.5mm plasterboard to ceiling, scrim joints, 3mm skim plaster, additional battens, all labours, make good, remove waste and debris. | Ceiling:Take down plasterboard or lath and plaster ceiling, denail joists and prepare, supply, cut and fix ne 12.5mm plasterboard to ceiling including scrim joints and 3mm skim plaster, additional support battens, noggins etc. to joists including all labours and remove waste and debris. | 45.6043
413321 |  | R | N | N | N | PT | CEILING:RENEW DOUBLE PLASTERBOARD SKIM IN PATCH | Plasterwork and Other Finishes | Plasterwork, Rendering and Screeds | Plasterboard - Ceilings | IT | 69.6472 | Ceiling:Take down existing ceiling, denail joists fix double layer ne 12.5mm plasterboard to ceiling in patch, scrim, 3mm skim, additional battens etc, all labours, make good, remove waste and debris. | Ceiling:Take down plasterboard or lath and plaster ceiling, denail joists and prepare, supply, cut and fix double layer ne 12.5mm plasterboard to ceiling in patch with scrim joints and 3mm skim plaster, additional support battens, noggins etc. to joists including all labours and remove waste and debris. | 69.6472
413323 |  | R | N | N | N | PT | CEILING:RENEW DOUBLE PLASTERBOARD 3MM SKIM COAT | Plasterwork and Other Finishes | Plasterwork, Rendering and Screeds | Plasterboard - Ceilings | SM | 55.7501 | Ceiling:Take down existing ceiling, denail joists fix double layer ne 12.5mm plasterboard to ceiling, scrim joints, 3mm skim, additional battens etc, all labours, make good, remove waste and debris. | Ceiling:Take down plasterboard or lath and plaster ceiling, denail joists and prepare, supply, cut and fix double layer ne 12.5mm plasterboard to ceiling with scrim joints and 3mm skim plaster, additional support battens, noggins etc. to joists including all labours and remove waste and debris. | 55.7501
413325 |  | R | N | N | N | PT | CEILING:OVERLAY NE 12.5MM PLASTERBOARD 3MM SKIM | Plasterwork and Other Finishes | Plasterwork, Rendering and Screeds | Plasterboard - Ceilings | SM | 34.4866 | Ceiling:Prepare existing ceiling and overlay with ne 12.5mm plasterboard nailed to joists, all necessary packings, noggins etc 3mm skim plaster, all labours, make good, remove waste and debris. | Ceiling:Prepare existing ceiling and overlay with ne 12.5mm plasterboard nailed to joists including all necessary packings, battens, noggins etc. to ensure line and level, scrim joints, 3mm skim plaster including all labours and remove waste and debris. | 34.4866
413327 |  | U | N | N | Y | PT | CEILING:REMOVE COLLAPSED AFTER WATER DAMAGE | Plasterwork and Other Finishes | Plasterwork, Rendering and Screeds | Plasterboard - Ceilings | SM | 26.6816 | Ceiling:Attend dwelling, remove collapsed water damaged and take down any remaining damaged ceiling, denail joists, prepare for new plasterboard, remove waste and debris (new ceiling separate item). | Ceiling:Attend dwelling and remove any type of collapsed water damaged plastered ceiling including taking down any remaining damaged ceiling, denail joists and prepare joist to receive new plasterboard to be installed when all drying out complete, clean up and bag debris, remove waste and debris (new ceiling to be claimed seperately). | 26.6816
413329 |  | U | N | N | Y | PT | CEILING:TAKE DOWN AFTER WATER DAMAGE | Plasterwork and Other Finishes | Plasterwork, Rendering and Screeds | Plasterboard - Ceilings | SM | 19.455 | Ceiling:Attend dwelling, take down water damaged ceiling, denail joists and prepare for new plasterboard, make good, remove waste and debris (new ceiling to be claimed seperately). | Ceiling:Attend dwelling and take down any type of water damaged plastered ceiling including denail joists and prepare joist to receive new plasterboard to be installed when all drying out complete, remove waste and debris (new ceiling to be claimed seperately). | 19.455
413351 | New | U | N | N | Y | PT | CEILING:REPAIR HOLE FOR HALF HOUR FIRE RATING | Plasterwork and Other Finishes | Plasterwork, Rendering and Screeds | Plasterboard - Ceilings | NO | 29.0567 | Ceiling:Repair hole in existing ceiling to achieve half hour fire rating, supply and fit timber noggins and 12.5mm fireline plasterboard in patch ne 1sm, decorate, make good, remove waste, debris. | Ceiling:Repair hole in existing ceiling to achieve half hour fire rating, cut back existing plasterboard to expose joists, supply and fit timber noggins, and 12.5mm fireline plasterboard in patch ne 1sm, dry line, decorate with two coats of emulsion, make good, remove waste and debris. | 29.0567
413501 |  | R | N | N | N | PT | CEILING:RENEW 12.5MM FIRELINE BOARD 3MM SKIM COAT | Plasterwork and Other Finishes | Plasterwork, Rendering and Screeds | Fireline Board - Ceilings | SM | 55.4797 | Ceiling:Take down plasterboard or lath and plaster ceiling, denail, fix 12.5mm Fireline board, 3mm skim plaster, additional support battens etc., all labours, make good, remove waste and debris. | Ceiling:Take down plasterboard or lath and plaster ceiling, denail joists and prepare, supply, cut and fix 12.5mm Fireline board to ceiling including scrim joints and 3mm skim plaster, additional support battens, noggins etc. to joists including all labours and remove waste and debris. | 55.4797
413503 |  | R | N | N | N | PT | CEILING:RENEW 15MM FIRELINE BOARD 3MM SKIM COAT | Plasterwork and Other Finishes | Plasterwork, Rendering and Screeds | Fireline Board - Ceilings | SM | 57.34 | Ceiling:Take down plasterboard or lath and plaster ceiling, denail, fix 15mm Fireline board, 3mm skim plaster, additional support battens etc., all labours, make good, remove waste and debris. | Ceiling:Take down plasterboard or lath and plaster ceiling, denail joists and prepare, supply, cut and fix 15mm Fireline board to ceiling including scrim joints and 3mm skim plaster, additional support battens, noggins etc. to joists including all labours and remove waste and debris. | 57.34
413505 |  | R | N | N | N | PT | CEILING:FIX DOUBLE 15MM FIRELINE BOARD + SKIM COAT | Plasterwork and Other Finishes | Plasterwork, Rendering and Screeds | Fireline Board - Ceilings | SM | 64.421 | Ceiling:Supply, cut and fix double layer 15mm Fireline board, scrim joints, 3mm skim plaster to ceiling, including additional support battens, noggins to joists and remove waste and debris. | Ceiling:Supply, cut and fix double layer 15mm Fireline board, scrim joints and 3mm skim plaster to ceiling, including additional support battens, noggins to joists, including all labours and remove waste and debris. | 64.421
415001 |  | R | N | N | N | PT | PLASTER REPAIR:REPAIR CRACKS AROUND FRAME | Plasterwork and Other Finishes | Plasterwork, Rendering and Screeds | Plasterwork Repairs and Sundry Items | LM | 9.3965 | Plaster Repair:Repair cracks around door and window frame including hack out loose plaster and make good with plaster including make good decorations and remove waste and debris. | Plaster Repair:Repair cracks around door and window frame including hack out loose plaster and make good with plaster including make good decorations and remove waste and debris. | 9.3965
415003 |  | R | N | N | N | PT | PLASTER REPAIR:RENEW REVEAL TO FRAME | Plasterwork and Other Finishes | Plasterwork, Rendering and Screeds | Plasterwork Repairs and Sundry Items | LM | 12.3931 | Plaster Repair:Renew plastered reveal complete to any door or window frame, hack off defective plaster, render and set, remake arris, joints to existing, make good decorations and remove spoil. | Plaster Repair:Renew plastered reveal complete to any door or window frame including hack off defective plaster, render and set to existing, remake arris and all joints to existing, make good decorations and remove waste and debris. | 12.3931
415005 |  | R | N | N | N | PT | PLASTER REPAIR:REPAIR CRACKS AROUND FITTING | Plasterwork and Other Finishes | Plasterwork, Rendering and Screeds | Plasterwork Repairs and Sundry Items | LM | 5.9797 | Plaster Repair:Repair crack around any fitting, including hack out loose plaster and make good with plaster. | Plaster Repair:Repair crack around any fitting, including hack out loose plaster and make good with plaster. | 5.9797
415011 |  | R | N | N | N | PT | PLASTER REPAIR:RENEW PLASTER BAND | Plasterwork and Other Finishes | Plasterwork, Rendering and Screeds | Plasterwork Repairs and Sundry Items | LM | 11.7026 | Plaster Repair:Cut out defective plaster and make good with plaster to match existing upto 300mm wide including all joints to existing surfaces and adjacent fittings and remove waste and debris. | Plaster Repair:Cut out defective plaster and make good with plaster to match existing upto 300mm wide including all joints to existing surfaces and adjacent fittings and remove waste and debris. | 11.7026
415013 |  | R | N | N | N | PT | PLASTER REPAIR:REPAIR CRACK TO WALL OR CEILING | Plasterwork and Other Finishes | Plasterwork, Rendering and Screeds | Plasterwork Repairs and Sundry Items | LM | 13.177 | Plaster Repair:Repair cracks to wall or ceiling plaster, cut out cracks and apply finish plaster, trowel off flush with existing surfaces. | Plaster Repair:Repair cracks to wall or ceiling plaster, cut out cracks and apply finish plaster, trowel off flush with existing surfaces. | 13.177
415015 |  | R | N | N | N | PT | PLASTER REPAIR:RENEW METAL PROFILE BEAD | Plasterwork and Other Finishes | Plasterwork, Rendering and Screeds | Plasterwork Repairs and Sundry Items | LM | 12.1642 | Plaster Repair:Renew any type of expanded metal profile bead in conjunction with plasterwork repairs. | Plaster Repair:Renew any type of expanded metal profile bead in conjunction with plasterwork repairs. | 12.1642
415017 |  | R | N | N | N | PT | PLASTER REPAIR:MAKE GOOD AROUND PIPE ETC | Plasterwork and Other Finishes | Plasterwork, Rendering and Screeds | Plasterwork Repairs and Sundry Items | NO | 7.7003 | Plaster Repair:Make good any type of plasterwork around any size or type of pipe, radiator brackets, other projections etc. (only to be claimed where not part of schedule item for make good etc.). | Plaster Repair:Make good any type of plasterwork around any size or type of pipe, radiator brackets, other projections etc. (only to be claimed where not part of schedule item for make good etc.). | 7.7003
415019 |  | R | N | N | N | PT | PLASTER REPAIR:RENEW PLASTER VENT | Plasterwork and Other Finishes | Plasterwork, Rendering and Screeds | Plasterwork Repairs and Sundry Items | NO | 27.8254 | Plaster Repair:Renew or fix new plaster vent any size ne 225x150mm with flyscreen including remove existing and fix new to wall incl all make good. | Plaster Repair:Renew or fix new plaster vent any size ne 225x150mm with flyscreen including remove existing and fix new to wall incl all making good. | 27.8254
415021 |  | R | N | N | N | PT | WALL:REMOVE ARTEX FINISHES | Specialist Treatments | Artex Removal | Removal of Artex Finishes | SM | 9.45 | Wall:Remove artex textured coating from walls, provide HSG 210 protection, including all making good and remove waste and debris. | Wall:Remove artex textured coating from walls, provide HSG 210 protection, including all making good and remove waste and debris. | 9.45
421001 |  | R | N | N | N | PT | WALL:HACK OFF RENDER IN PATCH | Plasterwork and Other Finishes | Plasterwork, Rendering and Screeds | Sand and Cement Render | IT | 27.7945 | Wall:Hack off any thickness of render from walls in patch, rake out and prepare brickwork or blockwork to receive rendering and remove waste and debris. | Wall:Hack off any thickness of render from walls in patch, rake out and prepare brickwork or blockwork to receive rendering and remove waste and debris. | 27.7945
421003 |  | R | N | N | N | PT | WALL:HACK OFF RENDER | Plasterwork and Other Finishes | Plasterwork, Rendering and Screeds | Sand and Cement Render | SM | 22.2356 | Wall:Hack off any thickness of render from walls, rake out and prepare brickwork or blockwork to receive rendering and remove waste and debris. | Wall:Hack off any thickness of render from walls, rake out and prepare brickwork or blockwork to receive rendering and remove waste and debris. | 22.2356
421401 | New | R | N | Y | N | SP | DPM TANKING:LAY EPOXY RESIN IN WET ROOM | Wall and Floor Tile and Sheet Finishes | Wall and Floor Finishes | DPM Tanking | SM | 14.5796 | DPM Tanking:Supply and lay Ardex DPM 1C or other equal and approved epoxy resin membrane to wet room floor, clean sub-floor, mix, lay in accordance with the manufacturer's technical data sheet. | DPM Tanking:Supply and lay Ardex DPM 1C or other equal and approved two part pre-gauged epoxy resin damp proof membrane to receive wet room flooring, clean sub-floor, mix components and lay evenly strictly in accordance with the manufacturer's technical data sheet by trowel and roll off, all labours, make good, remove waste and debris. | 14.5796
421403 | New | R | N | Y | N | SP | DPM TANKING:LAY SYSTEM TO WET ROOM FLOOR | Wall and Floor Tile and Sheet Finishes | Wall and Floor Finishes | DPM Tanking | SM | 18.2833 | DPM Tanking:Supply and lay Ardex WPC or other equal and approved flexible waterproof membrane to wet room floor, clean sub-strata, mix, lay in accordance with the manufacturer's technical data sheet. | DPM Tanking:Supply and lay Ardex WPC or other equal and approved two part flexible rapid drying waterproof protection membrane to receive wet room flooring, clean sub-floor, apply self adhesive mesh tape to joints between floor and walls, and to any sub-strata boarding, insulation or lining, mix and apply one coat of components to seal joints and fill holes, leave to dry, mix components and lay two coats evenly strictly in accordance with the manufacturer's technical data sheet by roller, all labours, make good, remove waste and debris. | 18.2833
421405 | New | R | N | Y | N | SP | DPM TANKING:APPLY SYSTEM TO WET ROOM WALLS | Wall and Floor Tile and Sheet Finishes | Wall and Floor Finishes | DPM Tanking | SM | 19.0268 | DPM Tanking:Supply and apply Ardex WPC or other equal and approved flexible membrane to wet room walls, clean sub-strata, mix, apply in accordance with the manufacturer's technical data sheet. | DPM Tanking:Supply and apply Ardex WPC or other equal and approved two part flexible rapid drying waterproof protection membrane to receive wet room tiling, clean sub-strata, apply self adhesive mesh tape to joints between floor and walls, and to any sub-strata boarding, insulation or lining, mix and apply one coat of components to seal joints and fill holes, leave to dry, mix components and apply two coats evenly strictly in accordance with the manufacturer's technical data sheet by roller, all labours, make good, remove waste and debris. | 19.0268
421407 | New | R | N | Y | N | SP | DPM TANKING:INSTALL KIT TO WETROOM | Wall and Floor Tile and Sheet Finishes | Wall and Floor Finishes | DPM Tanking | SM | 52.7749 | DPM Tanking:Supply and install proprietary preformed flexible self adhesive waterproof membrane, 1mm rubbersided waterproof layer, preformed corners, primer, jointing compound, tape joints, make good. | DPM Tanking:Supply and install proprietary preformed flexible self adhesive waterproof membrane comprising 1mm rubbersided waterproof layer incorporating fabric mesh, completed with preformed internal corners, laid to floor sub-strata of wetroom or bathroom, apply primer, cut and lay membrane, dress up wall, joint with proprietary jointing compound, and tape joints, make good, leave ready to receive shower tray or flooring, and remove waste and debris. (bathroom free of all appliances) | 52.7749
421409 | New | R | N | Y | N | SP | DPM TANKING:RENEW KIT TO WETROOM | Wall and Floor Tile and Sheet Finishes | Wall and Floor Finishes | DPM Tanking | SM | 56.9441 | DPM Tanking:Take up any type of bathroom flooring, prepare, supply, install preformed flexible self adhesive waterprrof membrane, preformed corners, primer, jointing compound, tape joints, make good | DPM Tanking:Take up any type of existing flooring and membrane to wetroom or bathroom, clear off, and prepare subs-strata to receive and supply and install proprietary preformed flexible self adhesive waterprrof membrane comprising 1mm rubbersided waterproof layer incorporating fabric mesh, completed with preformed internal corners, apply primer, cut and lay membrane, dress up wall, joint with proprietary jointing compound, and tape joints, make good, leave ready to receive shower tray or flooring, and remove waste and debris. (bathroom free of all appliances) | 56.9441
423009 |  | R | N | Y | N | PT | DWELLING REPAIR:MAKE GOOD AROUND PIPE ETC | Plasterwork and Other Finishes | Plasterwork, Rendering and Screeds | Render Repairs and Sundry Items | IT | 21.5154 | Dwelling:Make good external render around any pipe, brackets, other projections and the like, fill holes, make good render, (only to be claimed where not part of another schedule item) (Per Dwelling). | Dwelling:Make good any type of external render around any size or type of pipe, brackets, other projections and the like, fill holes and make good small areas and other defects with render to match existing (only to be claimed where not part of schedule item for make good etc.). (Per Dwelling). | 21.5154
425001 |  | R | N | N | N | PT | CEILING:APPLY ARTEX TYPE FINISH | Plasterwork and Other Finishes | Plasterwork, Rendering and Screeds | Coatings to Ceilings | SM | 14.1251 | Ceiling:Prepare and apply Artex type textured coating with stipple or comb finish to ceiling including caulk joints in plasterboard and or cracks in plaster finish. | Ceiling:Prepare and apply Artex type textured coating with stipple or comb finish to ceiling including caulk joints in plasterboard and or cracks in plaster finish. | 14.1251
425002 |  | R | N | N | N | PT | CEILING:APPLY ARTEX TYPE FINISH IN PATCH | Plasterwork and Other Finishes | Plasterwork, Rendering and Screeds | Coatings to Ceilings | IT | 13.0483 | Ceiling:Prepare and apply Artex type textured coating with stipple or comb finish to ceiling in patch, caulk joints in plasterboard and or cracks in plaster finish, prime as necessary, make good. | Ceiling:Prepare and apply Artex type textured coating with stipple or comb finish to ceiling in patch including caulk joints in plasterboard and or cracks in plaster finish, prime as necessary and make good to match existing. | 13.0483
425003 |  | R | N | N | N | PT | CEILING:REMOVE ARTEX FINISH | Specialist Treatments | Artex Removal | Removal of Artex Finishes | SM | 12.2296 | Ceiling:Remove artex textured coating from ceiling, provide HSG 210 protection, including all making good and remove waste and debris. | Ceiling:Remove artex textured coating from ceiling, provide HSG 210 protection, including all making good and remove waste and debris. | 12.2296
425005 |  | U | N | N | Y | PT | TEST:SAMPLE OF ARTEX | Specialist Treatments | Artex Removal | Removal of Artex Finishes | IT | 12.285 | Test:Collect sample of artex texture coating removed from ceiling or walls, arrange and test asbestos content, provide Client Representative with written report. | Test:Collect sample of artex texture coating removed from ceiling or walls, arrange and test asbestos content, provide Client Representative with written report. | 12.285
427003 |  | R | N | Y | N | PT | WALL:DRY LINE NE 12.5MM PLASTERBOARD PADS AND DABS | Plasterwork and Other Finishes | Plasterwork, Rendering and Screeds | Dry Lining | SM | 42.0296 | Wall:Strip existing walls, clean down mould, fungi, line wall with ne 12.5mm plasterboard fixed to plaster pads, dabs in accordance with manufacturers technical data sheet, make good, remove debris. | Wall:Strip existing wall, thoroughly clean down mould and fungi from any affected areas, remove any coving and line wall with ne 12.5mm plasterboard fixed to plaster pads and dabs in accordance with manufacturers technical data sheet including all filling and jointing, disconnect, remove and refix on re-aligned boxes with extended fixing screws any socket outlets, switch plates and the like, remove and later refix all skirtings, dado rails and the like and make good on completion and remove waste and debris. | 42.0296
427004 |  | R | N | Y | N | PT | WALL:DRY LINE NE 12.5MM PLASTERBOARD SKIM | Plasterwork and Other Finishes | Plasterwork, Rendering and Screeds | Dry Lining | SM | 51.6902 | Wall:Strip existing walls, clean down mould, fungi, line wall with ne 12.5mm plasterboard fixed to plaster pads, dabs, as manufacturers technical data sheet, 3mm skim coat, make good, remove debris. | Wall:Strip existing wall, thoroughly clean down mould and fungi from any affected areas, remove any coving and line wall with ne 12.5mm plasterboard fixed to plaster pads and dabs in accordance with manufacturers technical data sheet including all filling and jointing, disconnect, remove and refix on re-aligned boxes with extended fixing screws any socket outlets, switch plates and the like, apply 3mm skim coat of plaster, remove and later refix all skirtings, dado rails and the like and make good on completion and remove waste and debris. | 51.6902
427005 |  | R | N | Y | N | PT | CEILING:DRY LINE 12.5MM THERMALBOARD | Plasterwork and Other Finishes | Plasterwork, Rendering and Screeds | Dry Lining | SM | 84.7316 | Ceiling:Strip existing ceiling, clean down mould and fungi, remove coving, fix 50x25mm treated softwood battens, line ceilings with 12.5mm plasterboard faced thermal board, make good. | Ceiling:Strip existing ceiling, thoroughly clean down mould and fungi from affected areas, remove any coving, supply and fix 50x25mm treated softwood battens at 600mm centres including any necessary packing, plugging and screwing, line ceilings with 12.5mm plasterboard faced thermal board screwed to battens including filling and jointing, disconnect and remove ceiling roses and refix on re-aligned boxes and fit extended fixing fixing screws and remove waste and debris. | 84.7316
427007 |  | R | N | Y | N | PT | CEILING:DRY LINE 25MM THERMALBOARD | Plasterwork and Other Finishes | Plasterwork, Rendering and Screeds | Dry Lining | SM | 115.7887 | Ceiling:Strip existing ceiling, clean down mould and fungi, remove coving, fix 50x25mm treated softwood battens, line ceilings with 25mm plasterboard faced thermal board, make good. | Ceiling:Strip existing ceiling, thoroughly clean down mould and fungi from affected areas, remove any coving, supply and fix 50x25mm treated softwood battens at 600mm centres including any necessary packing, plugging and screwing, line ceilings with 25mm plasterboard faced thermal board screwed to battens including filling and jointing, disconnect and remove ceiling roses and refix on re-aligned boxes and fit extended fixing screws and remove waste and debris. | 115.7887
427009 |  | R | N | Y | N | PT | WALL:DRY LINE 25MM THERMALBOARD | Plasterwork and Other Finishes | Plasterwork, Rendering and Screeds | Dry Lining | SM | 86.8358 | Wall:Strip existing walls, clean down mould and fungi, line walls with 25mm nominal plasterboard faced thermal board in accordance with manufacturers technical data sheet, make good, remove spoil. | Wall:Strip existing walls, thoroughly clean down mould and fungi from affected areas, remove and later refix all skirtings, dado rails and the like, line walls with 25mm nominal plasterboard faced thermal board solidly adhered to background in accordance with manufacturers technical data sheet including filling and jointing, disconnect and remove socket outlets and or switches and refix on re-aligned boxes and fit extended fixing screws and remove waste and debris. | 86.8358
427011 |  | R | N | Y | N | PT | WALL:DRY LINE 45MM THERMALBOARD | Plasterwork and Other Finishes | Plasterwork, Rendering and Screeds | Dry Lining | SM | 115.9731 | Wall:Strip existing walls, clean down mould and fungi, line walls with 45mm nominal plasterboard faced thermal board in accordance with manufacturers technical data sheet, make good, remove spoil. | Wall:Strip existing walls, thoroughly clean down mould and fungi from affected areas, remove and later refix all skirtings, dado rails and the like, line walls with 45mm nominal plasterboard faced thermal board solidly adhered to background in accordance with manufacturers technical data sheet including filling and jointing, disconnect and remove socket outlets and or switches and refix on re-aligned boxes and fit extended fixing screws and remove waste and debris. | 115.9731
429001 |  | R | N | Y | N | PT | COVING:FIX PLASTER COVING | Plasterwork and Other Finishes | Plasterwork, Rendering and Screeds | Plaster Coving | LM | 12.9715 | Coving:Supply and fix new Gyproc plaster coving ne 150mm girth. | Coving:Supply and fix new Gyproc plaster coving ne 150mm girth. | 12.9715
429003 |  | R | N | N | N | PT | COVING:REFIX PLASTER COVING | Plasterwork and Other Finishes | Plasterwork, Rendering and Screeds | Plaster Coving | LM | 8.9233 | Coving:Remove, set aside and refix Gyproc plaster coving ne 150mm girth. | Coving:Remove, set aside and refix Gyproc plaster coving ne 150mm girth. | 8.9233
430001 |  | R | N | N | N | PT | CLIENT INSPECTION:PLASTERWORK OR TILING | Plasterwork and Other Finishes | Plasterwork, Rendering and Screeds | Plasterwork and Tiling - Client Inspection | IT | 16.6767 | Client Inspection:Undertake client inspection and testing etc. on plasterwork or tiling and report to Client Representative (any repairs required to be ordered must be instructed by Client Rep). | Client Inspection:Undertake client inspection and testing etc. on plasterwork or tiling and report to Client Representative (any repairs required to be ordered must be instructed by Client Representative). Not to be claimed in conjunction with associated works. | 16.6767
431003 |  | R | N | N | N | WF | WALL TILES:HACK OFF AND MAKE GOOD | Wall and Floor Tile and Sheet Finishes | Wall and Floor Finishes | Wall Tiling | SM | 15.529 | Wall Tiles:Hack off glazed wall tiling, make good bed and remove waste and debris. | Wall Tiles:Hack off glazed wall tiling, make good bed and remove waste and debris. | 15.529
431005 |  | R | N | N | N | WF | WALL TILES:RENEW OR FIX INDIVIDUAL NEW GLAZED TILE | Wall and Floor Tile and Sheet Finishes | Wall and Floor Finishes | Wall Tiling | NO | 2.2527 | Wall Tiles:Clean off walls, fix new ne 152x152x 6mm glazed ceramic wall tile in patch to splashbacks, cills with adhesive, grout, cutting, hack off tiling in patch, make good (per tile). | Wall Tiles:Clean off walls and prepare to receive new tile, supply and fix new ne 152x152x6mm glazed ceramic wall tile in patch to splashbacks and cills including fixing with adhesive, grouting and any necessary cutting including hack off glazed wall tiling in patch as necessary, make good bed and remove waste and debris (per tile). | 2.2527
431007 |  | R | N | N | N | WF | WALL TILES:RENEW OR FIX NEW GLAZED TILES | Wall and Floor Tile and Sheet Finishes | Wall and Floor Finishes | Wall Tiling | SM | 91.5226 | Wall Tiles:Clean off walls, fix new ne 152x152x 6mm glazed ceramic wall tiles to splashback and cills with adhesive, grout, edge strips, cutting, hack off glazed wall tiling, make good, remove debris. | Wall Tiles:Clean off walls and prepare to receive new tiles, supply and fix new ne 152x152x6mm glazed ceramic wall tiles to splashback to baths, wash basins, sinks, worktops, in cooker spaces etc., and to cills and reveals, including all labours, any necessary cutting, tile trims, fixing with adhesive, grouting, sealing to worktop, sanitary fittings and sink top with silicone sealant including hack off glazed wall tiling, make good bed and remove waste and debris. | 91.5226
431021 |  | R | N | N | N | WF | WALL TILES:REMOVE AND REFIX PER TILE | Wall and Floor Tile and Sheet Finishes | Wall and Floor Finishes | Wall Tiling | NO | 1.334 | Wall Tiles:Take off existing wall tile to patch and set aside, clean off and refix to walls with adhesive, make good to bed and grout including all necessary cutting (per tile). | Wall Tiles:Take off existing wall tile to patch and set aside, clean off and refix to walls with adhesive, make good to bed and grout including all necessary cutting and remove waste and debris (per tile). | 1.334
431023 |  | R | N | N | N | WF | WALL TILES:REMOVE AND REFIX | Wall and Floor Tile and Sheet Finishes | Wall and Floor Finishes | Wall Tiling | SM | 75.9148 | Wall Tiles:Take off existing wall tiles and set aside, clean off and refix to walls with adhesive, make good to bed and grout including all necessary cutting and remove waste and debris. | Wall Tiles:Take off existing wall tiles and set aside, clean off and refix to walls with adhesive, make good to bed and grout including all necessary cutting and remove waste and debris. | 75.9148
431025 |  | R | N | N | N | WF | WALL TILES:RAKE OUT AND REGROUT | Wall and Floor Tile and Sheet Finishes | Wall and Floor Finishes | Wall Tiling | SM | 14.5993 | Wall Tiles:Rake out and regrout wall tiling and remove waste and debris. | Wall Tiles:Rake out and regrout wall tiling and remove waste and debris. | 14.5993
431041 |  | R | N | Y | N | WF | WALL TILES:NEW GLAZED TILES TO KITCHEN | Wall and Floor Tile and Sheet Finishes | Wall and Floor Finishes | Wall Tiling | SM | 72.5517 | Wall Tiles:Clean off walls, prepare to receive new tiles, fix new ne 152x152x6mm glazed coloured ceramic wall tiles to kitchen worktop, splashback cooker space, cills, grout, edge strips, make good. | Wall Tiles:Clean off walls and prepare to receive new tiles, supply and fix new ne 152x152x6mm glazed white or coloured ceramic wall tiles to kitchen worktop, splashback cooker space and cills, including fixing with adhesive, grouting and any necessary cutting, sealing around worktop and sink top with silicone sealant and remove waste and debris. | 72.5517
431043 |  | R | N | Y | N | WF | WALL TILES:NEW GLAZED TILES TO BATHROOM | Wall and Floor Tile and Sheet Finishes | Wall and Floor Finishes | Wall Tiling | SM | 72.5517 | Wall Tiles:Clean off walls, prepare to receive new tiles, fix new ne 152x152x6mm glazed coloured ceramic wall tiles to bathroom, splash-back, cills, adhesive, grout, edge strips, sealing, cutting. | Wall Tiles:Clean off walls and prepare to receive new tiles, supply and fix new ne 152x152x6mm glazed white or coloured ceramic wall tiles to bathroom, splashback and cills, including fixing with adhesive, grouting and any necessary cutting, sealing around sanitary fittings with silicone sealant and remove waste and debris. | 72.5517
431051 |  | R | N | N | N | WF | WALL TILES:RENEW OR FIX NEW LARGE GLAZED TILES | Wall and Floor Tile and Sheet Finishes | Wall and Floor Finishes | Wall Tiling | SM | 91.3905 | Wall Tiles:Clean off walls, hack off tiles, prepare, supply and fix new large (over 152mm x 152mm) glazed ceramic wall tiles to general surfaces, splashbacks,cills and reveals, tile trims, sealant. | Wall Tiles:Clean off walls and prepare to receive new tiles, supply and fix new large (greater than 152mm x 152mm) glazed ceramic wall tiles to general surfaces, splashbacks to sanitary fittings, sinks, worktops, in cooker spaces etc., and to cills and reveals, including all labours, any necessary cutting, tile trims, fixing with adhesive, grouting, sealing to worktop, sanitary fittings and sink top with silicone sealant including hack off glazed wall tiling, make good bed and remove waste and debris. | 91.3905
431055 |  | R | N | N | N | WF | MOSAIC:NEW GLAZED TILING DECORATIVE BAND | Wall and Floor Tile and Sheet Finishes | Wall and Floor Finishes | Wall Tiling | LM | 22.3721 | Mosaic:Clean off walls and prepare to receive new mosaic tiling, in band ne 100mm high, supply and fix new ne 6mm internal quality glazed ceramic mosaic wall tiling to walls, remove waste and debris. | Mosaic:Clean off walls and prepare to receive new mosaic tiling, in band ne 100mm high, supply and fix new ne 6mm internal quality glazed ceramic mosaic wall tiling to walls, including fixing with or approved adhesive, grouting, and any necessary cutting including hack off existing glazed wall tiling if necessary, make good bed and remove waste and debris. | 22.3721
431301 |  | R | N | N | N | PT | SCREED:HACK UP SCREED IN PATCH | Plasterwork and Other Finishes | Plasterwork, Rendering and Screeds | Floor Screeds | IT | 8.3383 | Screed:Hack up any thickness of floor screed in patch and remove waste and debris. | Screed:Hack up any thickness of floor screed in patch and remove waste and debris. | 8.3383
431303 |  | R | N | N | N | PT | SCREED:HACK UP SCREED | Plasterwork and Other Finishes | Plasterwork, Rendering and Screeds | Floor Screeds | SM | 12.5075 | Screed:Hack up any thickness of floor screed and remove waste and debris. | Screed:Hack up any thickness of floor screed and remove waste and debris. | 12.5075
431305 |  | R | N | N | N | PT | SCREED:REPAIR CRACK IN FLOOR | Plasterwork and Other Finishes | Plasterwork, Rendering and Screeds | Floor Screeds | LM | 8.7712 | Screed:Repair crack in floor screed ne 50mm wide with cement and sand including cutting out to form key and infill to match existing. | Screed:Repair crack in floor screed ne 50mm wide with cement and sand including cutting out to form key and infill to match existing. | 8.7712
431307 |  | R | N | N | N | PT | SCREED:LAY 40MM THICK IN PATCH | Plasterwork and Other Finishes | Plasterwork, Rendering and Screeds | Floor Screeds | IT | 36.819 | Screed:Lay cement and sand floor screed in patch, ne 40mm thick, trowel smooth for floor finish, clean off, grout sub-base with cement slurry, apply liquid damp proof membrane and remove spoil. | Screed:Lay cement and sand floor screed in patch, ne 40mm thick, trowel smooth for floor finish, clean off, grout sub-base with cement slurry, apply liquid damp proof membrane and remove waste and debris. | 36.819
431309 |  | R | N | N | N | PT | SCREED:LAY 40MM THICK SCREED | Plasterwork and Other Finishes | Plasterwork, Rendering and Screeds | Floor Screeds | SM | 31.2601 | Screed:Lay cement and sand floor screed ne 40mm thick, trowel smooth for floor finish, clean off, grout sub-base with cement slurry, apply liquid damp proof membrane and remove waste and debris. | Screed:Lay cement and sand floor screed ne 40mm thick, trowel smooth for floor finish, clean off, grout sub-base with cement slurry, apply liquid damp proof membrane and remove waste and debris. | 31.2601
431311 |  | R | N | N | N | PT | SCREED:OVERLAY WITH CONCRETE NE 65MM | Plasterwork and Other Finishes | Plasterwork, Rendering and Screeds | Floor Screeds | SM | 31.5891 | Screed:Overlay any sub-base with fine concrete (1:2:4), ne 65mm thick including clean off sub-base, tamp level to receive floor screed and remove waste and debris. | Screed:Overlay any sub-base with fine concrete (1:2:4), ne 65mm thick including clean off sub-base, tamp level to receive floor screed and remove waste and debris. | 31.5891
431312 |  | R | N | Y | N | FL | SCREED:PROVIDE POLYSTYRENE INSULATION | Plasterwork and Other Finishes | Plasterwork, Rendering and Screeds | Floor Screeds | SM | 12.8242 | Screed:Provide and lay ne 50mm expanded polystyrene insulation before laying screed. | Screed:Provide and lay ne 50mm expanded polystyrene insulation before laying screed. | 12.8242
431315 |  | R | N | N | N | FL | SCREED:LATEX SELF LEVEL | Plasterwork and Other Finishes | Plasterwork, Rendering and Screeds | Floor Screeds | SM | 19.0921 | Screed:Lay latex self levelling screed. | Screed:Lay latex self levelling screed. | 19.0921
431501 |  | R | N | N | N | WF | FLOOR TILES:RENEW QUARRY TILE IN PATCH | Wall and Floor Tile and Sheet Finishes | Wall and Floor Finishes | Floor Tiles - Quarry Tiles | IT | 140.4173 | Floor Tiles:Hack off quarry tiles, clear away, supply and lay new ne 152x152x17mm quarry floor tiles in patch ne 1.00sm on cement and sand bed, grout in tiles and all necessary cutting. | Floor Tiles:Hack off quarry tiles, clear away, supply and lay new ne 152x152x17mm quarry floor tiles in patch ne 1.00sm on and including cement and sand bed, grout in tiles and all necessary cutting and remove waste and debris. | 140.4173
431503 |  | R | N | Y | N | WF | FLOOR TILES:RENEW QUARRY TILES | Wall and Floor Tile and Sheet Finishes | Wall and Floor Finishes | Floor Tiles - Quarry Tiles | SM | 142.1451 | Floor Tiles:Hack off quarry tiles, clear away, supply and lay new ne 152x152x17mm quarry tiles, on and including cement and sand bed, grout in tiles, and all necessary cutting. | Floor Tiles:Hack off quarry tiles, clear away, supply and lay new ne 152x152x17mm quarry tiles, on and including cement and sand bed, grout in tiles and all necessary cutting and remove waste and debris. | 142.1451
431505 |  | R | N | N | N | WF | FLOOR TILES:NEW QUARRY TILE IN PATCH | Wall and Floor Tile and Sheet Finishes | Wall and Floor Finishes | Floor Tiles - Quarry Tiles | IT | 99.8374 | Floor Tiles:Supply and lay new ne 152x152x17mm quarry floor tiles in patch ne 1.00sm on and including cement and sand bed, grout in tiles and all necessary cutting. | Floor Tiles:Supply and lay new ne 152x152x17mm quarry floor tiles in patch ne 1.00sm on and including cement and sand bed, grout in tiles and all necessary cutting and remove waste and debris. | 99.8374
431507 |  | R | N | Y | N | WF | FLOOR TILES:NEW QUARRY TILES | Wall and Floor Tile and Sheet Finishes | Wall and Floor Finishes | Floor Tiles - Quarry Tiles | SM | 102.1209 | Floor Tiles:Supply and lay new ne 152x152x17mm quarry floor tiles on and including cement and sand bed, grout in tiles and all necessary cutting. | Floor Tiles:Supply and lay new ne 152x152x17mm quarry floor tiles on and including cement and sand bed, grout in tiles and all necessary cutting and remove waste and debris. | 102.1209
431509 |  | R | N | N | N | WF | FLOOR TILES:REBED QUARRY PER TILE | Wall and Floor Tile and Sheet Finishes | Wall and Floor Finishes | Floor Tiles - Quarry Tiles | NO | 3.2532 | Floor Tiles:Take up loose quarry floor tile in patch ne 1.00sm and set aside, clean off floor and tile, refix tile and grout in (per tile). | Floor Tiles:Take up loose quarry floor tile in patch ne 1.00sm and set aside, clean off floor and tile, refix tile and grout in and remove waste and debris (per tile). | 3.2532
431511 |  | R | N | N | N | WF | FLOOR TILES:REBED QUARRY TILES | Wall and Floor Tile and Sheet Finishes | Wall and Floor Finishes | Floor Tiles - Quarry Tiles | SM | 90.8144 | Floor Tiles:Take up loose quarry floor tile and set aside, clean off floor and tiles, refix tiles and grout in and remove waste and debris. | Floor Tiles:Take up loose quarry floor tile and set aside, clean off floor and tiles, refix tiles and grout in and remove waste and debris. | 90.8144
431513 |  | R | N | N | N | WF | FLOOR TILES:RENEW QUARRY PER TILE | Wall and Floor Tile and Sheet Finishes | Wall and Floor Finishes | Floor Tiles - Quarry Tiles | NO | 4.1658 | Floor Tiles:Hack up individual quarry tile, lay new ne 152x152x17mm quarry floor tile in individual tile replacement on and including cement and sand bed, grout in tile, cutting. (per tile). | Floor Tiles:Hack up individual quarry tiles, clear away, supply and lay new ne 152x152x17mm quarry floor tile in individual tile replacement on and including cement and sand bed, grout in tile and all necessary cutting and remove waste and debris (per tile). | 4.1658
431701 |  | R | N | N | N | WF | TILE SKIRTING:RENEW INDIVIDUAL QUARRY TILE | Wall and Floor Tile and Sheet Finishes | Wall and Floor Finishes | Skirtings - Quarry Tiles | NO | 11.093 | Tile Skirting:Hack off quarry tile skirting, clear away, supply and lay new ne 152mm quarry tile skirting, cement and sand backing, grout, cutting, angles and ends, lengths ne 1.00m (per tile). | Tile Skirting:Hack off quarry tile skirting, clear away, supply and lay new ne 152mm quarry tile skirting with rounded top edge and cove at bottom, on cement and sand backing, grout in tile and all necessary cutting, angles and ends, lengths ne 1.00m and remove waste and debris (per tile). | 11.093
431703 |  | R | N | Y | N | WF | TILE SKIRTING:RENEW QUARRY TILES | Wall and Floor Tile and Sheet Finishes | Wall and Floor Finishes | Skirtings - Quarry Tiles | LM | 54.4691 | Tile Skirting:Hack off quarry tile skirting, clear away, supply and lay new ne 152mm quarry tile skirting, on cement and sand backing, grout in tiles, and all necessary cutting, angles and ends. | Tile Skirting:Hack off quarry tile skirting, clear away, supply and lay new ne 152mm quarry tile skirting with rounded top and cove at bottom, on cement and sand backing, grout in tiles and all necessary cutting, angles and ends and remove waste and debris. | 54.4691
431705 |  | R | N | N | N | WF | TILE SKIRTING:LAY NEW INDIVIDUAL QUARRY TILE | Wall and Floor Tile and Sheet Finishes | Wall and Floor Finishes | Skirtings - Quarry Tiles | NO | 9.9811 | Tile Skirting:Supply and lay new ne 152mm quarry tile skirting, cement and sand backing, grout in tiles and all necessary cutting, angles and ends, lengths ne 1.00m (per tile). | Tile Skirting:Supply and lay new ne 152mm quarry tile skirting with rounded top edge and cove at bottom, on cement and sand backing, grout in tiles and all necessary cutting, angles and ends, lengths ne 1.00m and remove waste and debris (per tile). | 9.9811
431707 |  | R | N | Y | N | WF | TILE SKIRTING:LAY NEW QUARRY TILES | Wall and Floor Tile and Sheet Finishes | Wall and Floor Finishes | Skirtings - Quarry Tiles | LM | 48.9102 | Tile Skirting:Supply and lay new ne 152mm quarry tile skirting, on cement and sand backing, grout in tiles and all necessary cutting, angles and ends. | Tile Skirting:Supply and lay new ne 152mm quarry tile skirting with rounded top edge and cove at bottom, on cement and sand backing, grout in tiles and all necessary cutting, angles and ends and remove waste and debris. | 48.9102
431709 |  | R | N | N | N | WF | TILE SKIRTING:REBED INDIVIDUAL QUARRY TILE | Wall and Floor Tile and Sheet Finishes | Wall and Floor Finishes | Skirtings - Quarry Tiles | NO | 7.7003 | Tile Skirting:Take off loose quarry tile skirting and set aside, clean tile and prepare backing, rebed tile in cement and sand and grout in tile and remove waste and debris. (Per Tile). | Tile Skirting:Take off loose quarry tile skirting and set aside, clean tile and prepare backing, rebed tile in cement and sand, grout in tile, in lengths ne 1.00m and remove waste and debris (per tile). | 7.7003
431711 |  | R | N | N | N | WF | TILE SKIRTING:REBED QUARRY TILES | Wall and Floor Tile and Sheet Finishes | Wall and Floor Finishes | Skirtings - Quarry Tiles | LM | 30.3685 | Tile Skirting:Take off loose quarry tile skirting and set aside, clean tile and prepare backing, rebed tile in cement and sand grout in tile and remove waste and debris. | Tile Skirting:Take off loose quarry tile skirting and set aside, clean tile and prepare backing, rebed tile in cement and sand grout in tile and remove waste and debris. | 30.3685
431713 |  | R | N | Y | N | WF | TILE SKIRTING:REMOVE QUARRY TILES | Wall and Floor Tile and Sheet Finishes | Wall and Floor Finishes | Skirtings - Quarry Tiles | LM | 3.3354 | Tile Skirting:Take off existing quarry tile skirting, make good all works disturbed and remove waste and debris. | Tile Skirting:Take off existing quarry tile skirting, make good all works disturbed and remove waste and debris. | 3.3354
431901 |  | R | N | N | N | WF | FLOOR TILES:RENEW CERAMIC TILES IN PATCH | Wall and Floor Tile and Sheet Finishes | Wall and Floor Finishes | Floor Tiles - Ceramic Tiles | IT | 96.6213 | Floor Tiles:Hack off ceramic tiles, clear away, supply and lay new ne 300x300x12mm ceramic floor tiles in patch on and including cement and sand bed, grout in tiles and all necessary cutting. | Floor Tiles:Hack off ceramic tiles, clear away, supply and lay new ne 300x300x12mm ceramic floor tiles in patch on and including cement and sand bed, grout in tiles and all necessary cutting and remove waste and debris. | 96.6213
431903 |  | R | N | Y | N | WF | FLOOR TILES:RENEW CERAMIC TILES | Wall and Floor Tile and Sheet Finishes | Wall and Floor Finishes | Floor Tiles - Ceramic Tiles | SM | 87.8941 | Floor Tiles:Hack off ceramic tiles, clear away, supply and lay new ne 300x300x12mm ceramic floor tiles on and including cement and sand bed, grout in tiles and all necessary cutting. | Floor Tiles:Hack off ceramic tiles, clear away, supply and lay new ne 300x300x12mm ceramic floor tiles on and including cement and sand bed, grout in tiles and all necessary cutting and remove waste and debris. | 87.8941
431905 |  | R | N | Y | N | WF | FLOOR TILES:NEW CERAMIC TILES IN PATCH | Wall and Floor Tile and Sheet Finishes | Wall and Floor Finishes | Floor Tiles - Ceramic Tiles | IT | 54.9295 | Floor Tiles:Supply and lay new ne 300x300x12mm ceramic floor tiles in patch on and including cement and sand bed, grout in tiles and all necessary cutting. | Floor Tiles:Supply and lay new ne 300x300x12mm ceramic floor tiles in patch on and including cement and sand bed, grout in tiles and all necessary cutting and remove waste and debris. | 54.9295
431907 |  | R | N | Y | N | WF | FLOOR TILES:NEW CERAMIC TILES | Wall and Floor Tile and Sheet Finishes | Wall and Floor Finishes | Floor Tiles - Ceramic Tiles | SM | 57.3202 | Floor Tiles:Supply and lay new ne 300x300x12mm ceramic floor tiles on and including cement and sand bed, grout in tiles and all necessary cutting and remove waste and debris. | Floor Tiles:Supply and lay new ne 300x300x12mm ceramic floor tiles on and including cement and sand bed, grout in tiles and all necessary cutting and remove waste and debris. | 57.3202
431909 |  | R | N | N | N | WF | FLOOR TILES:REBED CERAMIC TILES IN PATCH | Wall and Floor Tile and Sheet Finishes | Wall and Floor Finishes | Floor Tiles - Ceramic Tiles | NO | 1.9836 | Floor Tiles:Take up loose ceramic floor tile to patch and set aside, clean off floor and tile, refix tile and grout in and remove waste and debris (per tile). | Floor Tiles:Take up loose ceramic floor tile to patch and set aside, clean off floor and tile, refix tile and grout in and remove waste and debris (per tile). | 1.9836
431911 |  | R | N | N | N | WF | FLOOR TILES:REBED CERAMIC TILES | Wall and Floor Tile and Sheet Finishes | Wall and Floor Finishes | Floor Tiles - Ceramic Tiles | SM | 72.8675 | Floor Tiles:Take up loose ceramic floor tiles and set aside, clean off floor and tiles, refix tiles and grout in. | Floor Tiles:Take up loose ceramic floor tiles and set aside, clean off floor and tiles, refix tiles and grout in and remove waste and debris. | 72.8675
432001 |  | R | N | Y | N | WF | FLOOR TILES:RENEW NON-SLIP CERAMIC TILES IN PATCH | Wall and Floor Tile and Sheet Finishes | Wall and Floor Finishes | Floor Tiles - Non Slip Ceramic Tiles | IT | 98.7273 | Floor Tiles:Hack off ceramic tiles, clear away, supply and lay new ne 300x300x12mm Non-slip ceramic floor tiles in patch on and including cement and sand bed, grout in tiles and all necessary cutting. | Floor Tile:Hack off non-slip ceramic tiles, clear away, supply and lay new ne 300x300x12mm non-slip ceramic floor tiles in patch on and including cement and sand bed, grout in tiles and all necessary cutting and remove waste and debris. | 98.7273
432003 |  | R | N | Y | N | WF | FLOOR TILES:RENEW NON-SLIP CERAMIC TILES | Wall and Floor Tile and Sheet Finishes | Wall and Floor Finishes | Floor Tiles - Non Slip Ceramic Tiles | SM | 91.4041 | Floor Tiles:Hack off ceramic tiles, clear away, supply and lay new ne 300x300x12mm Non-slip ceramic floor tiles on and including cement and sand bed, grout in tiles and all necessary cutting. | Floor Tiles:Hack off existing ceramic tiles, clear away, supply and lay new ne non-slip 300x300x12mm ceramic floor tiles on and including cement and sand bed, grout in tiles and all necessary cutting and remove waste and debris. | 91.4041
432005 |  | R | N | Y | N | WF | FLOOR TILES:NEW NON-SLIP CERAMIC TILES IN PATCH | Wall and Floor Tile and Sheet Finishes | Wall and Floor Finishes | Floor Tiles - Non Slip Ceramic Tiles | IT | 57.0355 | Floor Tiles:Supply and lay new ne 300x300x12mm Non-slip ceramic floor tiles in patch on and including cement and sand bed, grout in tiles and all necessary cutting and remove waste and debris. | Floor Tiles:Supply and lay new ne 300x300x12mm non-slip ceramic floor tiles in patch on and including cement and sand bed, grout in tiles and all necessary cutting and remove waste and debris. | 57.0355
432007 |  | R | N | Y | N | WF | FLOOR TILES:NEW NON-SLIP CERAMIC TILES | Wall and Floor Tile and Sheet Finishes | Wall and Floor Finishes | Floor Tiles - Non Slip Ceramic Tiles | SM | 60.8302 | Floor Tiles:Supply and lay new ne 300x300x12mm ceramic floor tiles on and including cement and sand bed, grout in tiles and all necessary cutting and remove waste and debris. | Floor Tiles:Supply and lay new ne 300x300x12mm non-slip ceramic floor tiles in patch on and including cement and sand bed, grout in tiles and all necessary cutting and remove waste and debris. | 60.8302
432009 |  | R | N | Y | N | WF | FLOOR TILES:REBED NON-SLIP CERAMIC PATCH-PER TILE | Wall and Floor Tile and Sheet Finishes | Wall and Floor Finishes | Floor Tiles - Non Slip Ceramic Tiles | NO | 1.9836 | Floor Tiles:Take up loose non-slip ceramic floor tile to patch and set aside, clean off floor and tile, refix tile and grout in and remove waste and debris (per tile). | Floor Tiles:Take up loose non-slip ceramic floor tile to patch and set aside, clean off floor and tile, refix tile and grout in and remove waste and debris (per tile). | 1.9836
432011 |  | R | N | Y | N | WF | FLOOR TILES:REBED NON-SLIP CERAMIC TILES | Wall and Floor Tile and Sheet Finishes | Wall and Floor Finishes | Floor Tiles - Non Slip Ceramic Tiles | SM | 72.8675 | Floor Tiles:Take up loose non-slip ceramic floor tiles and set aside, clean off floor and tiles, refix tiles and grout in and remove waste and debris. | Floor Tiles:Take up loose non-slip ceramic floor tiles and set aside, clean off floor and tiles, refix tiles and grout in and remove waste and debris. | 72.8675
432101 |  | R | N | N | N | WF | TILE SKIRTING:RENEW INDIVIDUAL CERAMIC TILE | Wall and Floor Tile and Sheet Finishes | Wall and Floor Finishes | Skirtings - Ceramic | NO | 7.5475 | Tile Skirting:Hack off ceramic tile skirting, clear away, supply and lay new ne 152mm ceramic tile skirting, on cement and sand backing, grout cutting, angles, lengths ne 1.00m (per tile). | Tile Skirting:Hack off ceramic tile skirting, clear away, supply and lay new ne 152mm ceramic tile skirting with rounded top edge on cement and sand backing, grout in tile and all necessary cutting, angles and ends, lengths ne 1.00m and remove waste and debris (per tile). | 7.5475
432103 |  | R | N | Y | N | WF | TILE SKIRTING:RENEW CERAMIC TILES | Wall and Floor Tile and Sheet Finishes | Wall and Floor Finishes | Skirtings - Ceramic | LM | 38.4858 | Tile Skirting:Hack off ceramic tile skirting, clear away, supply and lay new ne 152mm ceramic tile skirting, on cement and sand backing, grout in tiles and all necessary cutting, angles, ends. | Tile Skirting:Hack off ceramic tile skirting, clear away, supply and lay new ne 152mm ceramic tile skirting with rounded top edge on cement and sand backing, grout in tiles and all necessary cutting, angles and ends and remove waste and debris. | 38.4858
432105 |  | R | N | N | N | WF | TILE SKIRTING:LAY NEW INDIVIDUAL CERAMIC TILE | Wall and Floor Tile and Sheet Finishes | Wall and Floor Finishes | Skirtings - Ceramic | NO | 6.9918 | Tile Skirting:Supply and lay new ne 152mm ceramic tile skirting, on cement and sand backing, grout in tile and all necessary cutting angles and ends, lengths ne 1.00m (per tile). | Tile Skirting:Supply and lay new ne 152mm ceramic tile skirting with rounded top edge on cement and sand backing, grout in tile and all necessary cutting angles and ends, lengths ne 1.00m and remove waste and debris (per tile). | 6.9918
432107 |  | R | N | Y | N | WF | TILE SKIRTING:LAY NEW CERAMIC TILES | Wall and Floor Tile and Sheet Finishes | Wall and Floor Finishes | Skirtings - Ceramic | LM | 34.0385 | Tile Skirting:Supply and lay new ne 152mm ceramic tile skirting with rounded top edge on cement and sand backing, grout in tiles and all necessary cutting angles and ends and remove waste and debris. | Tile Skirting:Supply and lay new ne 152mm ceramic tile skirting with rounded top edge on cement and sand backing, grout in tiles and all necessary cutting angles and ends and remove waste and debris. | 34.0385
432109 |  | R | N | N | N | WF | TILE SKIRTING:REBED SINGLE CERAMIC TILE - PER TILE | Wall and Floor Tile and Sheet Finishes | Wall and Floor Finishes | Skirtings - Ceramic | NO | 5.6525 | Tile Skirting:Take off loose ceramic tile skirting and set aside, clean tile and prepare backing, rebed tile in cement and sand, grout in tile in lengths ne 1.00m (per tile). | Tile Skirting:Take off loose ceramic tile skirting and set aside, clean tile and prepare backing, rebed tile in cement and sand, grout in tile in lengths ne 1.00m and remove waste and debris (per tile). | 5.6525
432111 |  | R | N | N | N | WF | TILE SKIRTING:REBED CERAMIC TILES | Wall and Floor Tile and Sheet Finishes | Wall and Floor Finishes | Skirtings - Ceramic | LM | 22.8908 | Tile Skirting:Take off loose ceramic tile skirting and set aside, clean tiles and prepare backing, rebed tiles in cement and sand grout in tiles. | Tile Skirting:Take off loose ceramic tile skirting and set aside, clean tiles and prepare backing, rebed tiles in cement and sand grout in tiles. | 22.8908
432201 |  | R | N | Y | N | FL | FLOOR TILES:RAKE OUT AND REGROUT | Wall and Floor Tile and Sheet Finishes | Wall and Floor Finishes | Floor Tiling - Re-grouting | SM | 17.016 | Floor Tiles:Rake out and regrout quarry or ceramic floor tiling and remove waste and debris. | Floor Tiles:Rake out and regrout quarry or ceramic floor tiling and remove waste and debris. | 17.016
432251 |  | R | N | N | N | FL | FLOOR TILES:HACK UP CERAMIC/QUARRY TILES | Wall and Floor Tile and Sheet Finishes | Wall and Floor Finishes | Floor Tiles - Quarry and Ceramic Tiling Sundries | SM | 12.4048 | Floor Tiles:Hack off quarry or ceramic floor tiles, including make good bed under, prepare surface for alternative finish and remove waste and debris. | Floor Tiles:Hack off quarry or ceramic floor tiles, including make good bed under, prepare surface for alternative finish and remove waste and debris. | 12.4048
432301 |  | R | N | N | N | FL | FLOOR TILES:HACK UP SINGLE VINYL TILE PER TILE | Wall and Floor Tile and Sheet Finishes | Wall and Floor Finishes | Floor Tiles - Vinyl | NO | 1.3691 | Floor Tiles:Hack off vinyl floor tiles in patch, make good bed under (per tile) and remove waste and debris. | Floor Tiles:Hack off vinyl floor tiles in patch, make good bed under (per tile) and remove waste and debris. | 1.3691
432303 |  | R | N | N | N | FL | FLOOR TILES:HACK UP VINYL TILES | Wall and Floor Tile and Sheet Finishes | Wall and Floor Finishes | Floor Tiles - Vinyl | SM | 9.637 | Floor Tiles:Hack off any numbers of layers of vinyl floor tiles, including make good bed under and remove waste and debris. | Floor Tiles:Hack off any numbers of layers of vinyl floor tiles, including make good bed under and remove waste and debris. | 9.637
432305 |  | R | N | N | N | FL | FLOOR TILES:RENEW INDIVIDUAL VINYL TILE PER TILE | Wall and Floor Tile and Sheet Finishes | Wall and Floor Finishes | Floor Tiles - Vinyl | NO | 3.4287 | Floor Tiles:Take up individual vinyl floor tiles, clear away, supply and lay new ne 300x300x2.00mm vinyl tiles with adhesive in patch, cutting, and clean off. (per tile). | Floor Tiles:Take up individual vinyl floor tiles, supply and lay new ne 300x300x2.00mm vinyl tiles with adhesive in patch including latex self levelling screed as necessary, all necessary cutting of tiles and clean off, silicone sealing to perimeter and remove waste and debris (per tile). | 3.4287
432307 |  | R | N | Y | N | FL | FLOOR TILES:RENEW VINYL TILES | Wall and Floor Tile and Sheet Finishes | Wall and Floor Finishes | Floor Tiles - Vinyl | SM | 32.8059 | Floor Tiles:Hack off vinyl floor tiles, supply and lay new ne 300x300x2.00mm vinyl tiles with adhesive in patch including all necessary cutting of tiles and clean off and remove waste and debris. | Floor Tiles:Hack off vinyl floor tiles, supply and lay new ne 300x300x2.00mm vinyl tiles with adhesive including latex self levelling screed as necessary, all necessary cutting of tiles and clean off, silicone sealing to perimeter and remove waste and debris. | 32.8059
432309 |  | R | N | Y | N | FL | FLOOR TILES:RENEW VINYL TILES AND SUB-BASE | Wall and Floor Tile and Sheet Finishes | Wall and Floor Finishes | Floor Tiles - Vinyl | SM | 58.8244 | Floor Tiles:Hack off vinyl floor tiles, clear away, lay new ne 300x300x2.00mm vinyl floor tiles with adhesive to and supply and lay approved sheet sub-base, all cutting, labours and clean off. | Floor Tiles:Hack off vinyl floor tiles, supply and lay new ne 300x300x2.00mm vinyl floor tiles with adhesive to and including supply and lay approved hardboard or plywood sheet sub-base including all cutting, labours and clean off, silicone sealant to perimeter and remove waste and debris. | 58.8244
432311 |  | R | N | N | N | FL | FLOOR TILES:LAY NEW INDIVIDUAL VINYL TILE PER TILE | Wall and Floor Tile and Sheet Finishes | Wall and Floor Finishes | Floor Tiles - Vinyl | NO | 2.8728 | Floor Tiles:Supply and lay new ne 300x300x2.00mm vinyl floor tiles with adhesive in patch including all necessary cutting of tiles and clean off (per tile) and remove waste and debris. | Floor Tiles:Supply and lay new ne 300x300x2.00mm vinyl floor tiles with adhesive in patch including latex self levelling screed as necessary, all necessary cutting of tiles and clean off, silicone sealing to perimeter (per tile) and remove waste and debris. | 2.8728
432313 |  | R | N | Y | N | FL | FLOOR TILES:LAY NEW VINYL TILES | Wall and Floor Tile and Sheet Finishes | Wall and Floor Finishes | Floor Tiles - Vinyl | SM | 27.247 | Floor Tiles:Supply and lay new ne 300x300x2.00mm vinyl floor tiles with adhesive including all necessary cutting of tiles and clean off. | Floor Tiles:Supply and lay new ne 300x300x2.00mm vinyl floor tiles with adhesive including latex self levelling screed as necessary, all necessary cutting of tiles and clean off, silicone sealing to perimeter and remove waste and debris. | 27.247
432314 |  | R | N | Y | N | FL | FLOOR TILES:LAY NEW VINYL TILES AND SUB-BASE | Wall and Floor Tile and Sheet Finishes | Wall and Floor Finishes | Floor Tiles - Vinyl | SM | 44.935 | Floor Tiles:Supply and lay new ne 300x300x2.00mm vinyl floor tiles with adhesive to and including approved sheet sub base including all cutting, labours and clean off and remove waste and debris. | Floor Tiles:Supply and lay new ne 300x300x2.00mm vinyl floor tiles with adhesive to and including approved hardboard or plywood sheet sub-base including all cutting, labours and clean off, silicone sealing to perimeter and remove waste and debris. | 44.935
432315 |  | R | N | N | N | FL | FLOOR TILES:REFIX INDIVIDUAL VINYL TILE | Wall and Floor Tile and Sheet Finishes | Wall and Floor Finishes | Floor Tiles - Vinyl | NO | 2.9316 | Floor Tiles:Take up existing loose vinyl floor tiles in patch and set aside, clean off tiles and bed and refix tiles with adhesive and clean off (per tile) and remove waste and debris. | Floor Tile:Take up existing loose vinyl floor tiles in patch and set aside, clean off tiles and bed and refix tiles with adhesive, latex self levelling screed as necessary, all necessary cutting of tiles and clean off, silicone sealing to perimeter (per tile) and remove waste and debris. | 2.9316
432317 |  | R | N | N | N | FL | FLOOR TILES:REFIX VINYL TILES | Wall and Floor Tile and Sheet Finishes | Wall and Floor Finishes | Floor Tiles - Vinyl | SM | 26.6764 | Floor Tiles:Take up existing loose vinyl floor tiles, set aside, clean off tiles and bed and refix tiles with adhesive and clean off and remove waste and debris. | Floor Tiles:Take up existing loose vinyl floor tiles, set aside, clean off tiles and bed and refix tiles with adhesive latex self levelling screed as necessary, all necessary cutting of tiles and clean off, silicone sealing to perimeter and remove waste and debris. | 26.6764
432500 |  | R | N | Y | N | FL | SHEET FLOORING:HACK UP | Wall and Floor Tile and Sheet Finishes | Wall and Floor Finishes | Sheet Flooring | SM | 6.6707 | Sheet Flooring:Hack off any numbers of layers of sheet flooring or vinyl tiles, including make good bed under and remove waste and debris. | Sheet Flooring:Hack off any numbers of layers of sheet flooring or vinyl tiles, including make good bed under and remove waste and debris. | 6.6707
432501 |  | R | N | Y | N | FL | SHEET FLOORING:RENEW VINYL | Wall and Floor Tile and Sheet Finishes | Wall and Floor Finishes | Sheet Flooring | SM | 41.9033 | Sheet Flooring:Take up any covering, clear away, supply and lay minimum 2.0mm felt backed vinyl sheet flooring with adhesive to cement and sand screed, or sheet sub-base, cutting, labours, clean off. | Sheet Flooring:Take up any covering, clear away, supply and lay minimum 2.0mm felt backed vinyl sheet flooring to general areas including to stair treads and risers with adhesive to cement and sand screed including latex self levelling screed as necessary, or to existing hardboard or plywood sub-base including all necessary cutting, all labours and clean off, silicone sealant to perimeter and remove waste and debris. | 41.9033
432503 |  | R | N | Y | N | FL | SHEET FLOORING:RENEW VINYL AND SUB-BASE | Wall and Floor Tile and Sheet Finishes | Wall and Floor Finishes | Sheet Flooring | SM | 65.1424 | Sheet Flooring:Take up any covering, clear away, supply and lay minimum 2.0mm felt backed vinyl sheet flooring with adhesive to and including approved sheet sub-base, cutting, labours, clean off. | Sheet Flooring:Take up any covering, clear away, supply and lay minimum 2.0mm felt backed vinyl sheet flooring to general areas including to stair treads and risers with adhesive to and including supply and lay approved hardboard or plywood sheet sub-base, all necessary cutting, all labours and clean off, silicone sealant to perimeter and remove waste and debris. | 65.1424
432505 |  | R | N | Y | N | FL | SHEET FLOORING:LAY NEW VINYL | Wall and Floor Tile and Sheet Finishes | Wall and Floor Finishes | Sheet Flooring | SM | 36.3444 | Sheet Flooring:Supply and lay minimum 2.0mm felt backed vinyl sheet flooring with adhesive to cement and sand screed or sheet sub-base including all necessary cutting, all labours and clean off. | Sheet Flooring:Supply and lay minimum 2.0mm felt backed vinyl sheet flooring to general areas including to stair treads and risers with adhesive to cement and sand screed including latex self levelling screed as necessary, or to existing hardboard or plywood sub-base including all necessary cutting, all labours and clean off, silicone sealant to perimeter and remove waste and debris. | 36.3444
432507 |  | R | N | Y | N | FL | SHEET FLOORING:LAY NEW VINYL AND SUB-BASE | Wall and Floor Tile and Sheet Finishes | Wall and Floor Finishes | Sheet Flooring | SM | 59.5834 | Sheet Flooring:Supply and lay minimum 2.0mm felt backed vinyl sheet flooring with adhesive to and including approved sheet sub-base including all necessary cutting, all labours and clean off. | Sheet Flooring:Supply and lay minimum 2.0mm felt backed vinyl sheet flooring to general areas including to stair treads and risers with adhesive to and including supply and lay approved hardboard or plywood sheet sub-base including all necessary cutting, all labours and clean off, silicone sealant to perimeter and remove waste and debris. | 59.5834
432509 |  | R | N | N | N | FL | SHEET FLOORING:REFIX FLOORING | Wall and Floor Tile and Sheet Finishes | Wall and Floor Finishes | Sheet Flooring | SM | 13.879 | Sheet Flooring:Take up any type of existing loose sheet flooring, clean off flooring and bed under and refix flooring with adhesive and clean off, and remove waste and debris. | Sheet Flooring:Take up any type of existing loose sheet flooring, clean off flooring to general areas including to stair treads and risers and bed under and refix flooring with adhesive including latex self levelling screed as necessary, or to existing hardboard or plywood sub-base including all necessary cutting, all labours and clean off, silicone sealant to perimeter, and remove waste and debris and remove waste and debris. | 13.879
432601 |  | R | N | Y | N | FL | SHEET FLOORING:RENEW POLYSAFE | Wall and Floor Tile and Sheet Finishes | Wall and Floor Finishes | Proprietary Safety Flooring | SM | 40.8035 | Sheet Flooring:Take up any covering, clear away, supply and lay Polysafe safety flooring with adhesive to cement and sand screed or sub-base, cutting, all labours, upstands and clean off. | Sheet Flooring:Take up any covering, clear away, supply and lay Polysafe or equal approved safety flooring to general areas with adhesive to cement and sand screed including latex self levelling screed as necessary or to existing hardboard or plywood sub-base including all necessary cutting, all labours, upstands, silicone sealant to perimeters and clean off and remove waste and debris. | 40.8035
432603 |  | R | N | Y | N | FL | SHEET FLOORING:RENEW POLYSAFE AND SUB-BASE | Wall and Floor Tile and Sheet Finishes | Wall and Floor Finishes | Proprietary Safety Flooring | SM | 64.0426 | Sheet Flooring:Take up any covering, clear away, supply and lay Polysafe safety flooring with adhesive to and including approved sheet sub-base, cutting, all labours, upstands and clean off. | Sheet Flooring:Take up any covering, clear away, supply and lay Polysafe or equal approved safety flooring to general areas with adhesive to and including supply and lay approved hardboard or plywood sheet sub-base, including all necessary cutting, all labours, upstands, silicone sealant to perimeters and clean off and remove waste and debris. | 64.0426
432604 |  | R | N | Y | N | FL | SHEET FLOORING:RENEW NON-SLIP AND SUB-BASE | Wall and Floor Tile and Sheet Finishes | Wall and Floor Finishes | Proprietary Non Slip Flooring | SM | 52.9327 | Sheet Flooring:Take up any covering, clear away, lay any type of approved non-slip vinyl sheet safety flooring with adhesive to and including approved sheet sub-base, cutting, all labours, clean off. | Sheet Flooring:Take up any covering, clear away, supply and lay any type of approved non-slip vinyl sheet flooring with adhesive to and including supply and lay approved hardboard or plywood sheet sub-base, including all necessary cutting, all labours, upstands and clean off, clear silicone sealant jointing at all perimeters and remove waste and debris. | 52.9327
432605 |  | R | N | Y | N | FL | SHEET FLOORING:LAY NEW POLYSAFE | Wall and Floor Tile and Sheet Finishes | Wall and Floor Finishes | Proprietary Safety Flooring | SM | 35.2446 | Sheet Flooring:Supply and lay Polysafe safety flooring with adhesive to cement and sand screed or sub-base including all necessary cutting, all labours, upstands and clean off. | Sheet Flooring:Supply and lay Polysafe or equal aproved safety flooring to general areas with adhesive to cement and sand screed including latex levelling screed as necessary or to existing hardboard or plywood sub-base including all necessary cutting, all labours, upstands, silicone sealant to perimeters and clean off and remove waste and debris. | 35.2446
432607 |  | R | N | Y | N | FL | SHEET FLOORING:LAY NEW POLYSAFE AND SUB-BASE | Wall and Floor Tile and Sheet Finishes | Wall and Floor Finishes | Proprietary Safety Flooring | SM | 58.4836 | Sheet Flooring:Supply and lay sheet safety flooring with adhesive to and including supply and lay approved sheet sub-base, including all necessary cutting, all labours, upstands and clean off. | Sheet Flooring:Supply and lay approved proprietary safety flooring to general areas including to stair treads and risers with adhesive to and including supply and lay approved hardboard or plywood sheet sub-base, including all necessary cutting, all labours, upstands, silicone sealant at perimeters and clean off and remove waste and debris. | 58.4836
432608 |  | R | N | Y | N | FL | SHEET FLOORING:LAY NEW NON-SLIP AND SUB-BASE | Wall and Floor Tile and Sheet Finishes | Wall and Floor Finishes | Proprietary Non Slip Flooring | SM | 49.0414 | Sheet Flooring:Supply and lay specified non-slip vinyl sheet safety flooring with adhesive to and supply and lay approved sheet sub-base, cutting, all labours, upstands and clean off, sealant. | Sheet Flooring:Supply and lay any type of approved non-slip vinyl sheet flooring with adhesive to and including supply and lay approved hardboard or plywood sheet sub-base including all necessary cutting, all labours, upstands and clean off, clear silicone sealant jointing at all perimeters and remove waste and debris. | 49.0414
432609 |  | R | N | Y | N | FL | SHEET FLOORING:RENEW POLYSAFE TO STAIRCASE | Wall and Floor Tile and Sheet Finishes | Wall and Floor Finishes | Proprietary Safety Flooring | SM | 53.3839 | Sheet Flooring:Take up any covering, clear away, supply and lay sheet safety flooring with adhesive to treads, risers and landings of staircase, all cutting, labours, upstands and clean off. | Sheet Flooring:Take up any covering, clear away, supply and lay approved proprietary safety flooring with adhesive to cement and sand screed including latex self levelling screed as necessary or concrete treads, risers and landings of staircase including all necessary cutting, all labours, upstands, silicone sealant at perimeters and clean off and remove waste and debris. | 53.3839
432611 |  | R | N | Y | N | FL | SHEET FLOORING:LAY NEW POLYSAFE TO STAIRCASE | Wall and Floor Tile and Sheet Finishes | Wall and Floor Finishes | Proprietary Safety Flooring | SM | 45.0454 | Sheet Flooring:Supply and lay sheet safety flooring with adhesive to treads, risers and landings of staircase including all necessary cutting, all labours, upstands and clean off. | Sheet Flooring:Supply and lay approved proprietary safety flooring with adhesive to cement and sand screed including latex self levelling screed as necessary or concrete treads, risers and landings of staircase including all necessary cutting, all labours, upstands, silicone sealant at perimeters and clean off and remove waste and debris. | 45.0454
432613 |  | R | N | Y | N | FL | SHEET FLOORING:LAY NEW NON-SLIP | Wall and Floor Tile and Sheet Finishes | Wall and Floor Finishes | Proprietary Non Slip Flooring | SM | 36.7071 | Sheet Flooring:Supply and lay any type of approved non-slip vinyl sheet safety flooring with adhesive to cement and sand screed including all necessary cutting, all labours, upstands and clean off. | Sheet Flooring:Supply and lay any type of approved non-slip vinyl sheet flooring with adhesive to cement and sand screed including latex self levelling screed as necessary, including all necessary cutting, all labours, upstands and clean off, clear silicone sealant jointing at all perimeters and remove waste and debris. | 36.7071
432615 |  | R | N | Y | N | FL | SHEET FLOORING:LAY NEW NON-SLIP TO STAIRCASE | Wall and Floor Tile and Sheet Finishes | Wall and Floor Finishes | Proprietary Non Slip Flooring | SM | 45.0454 | Sheet Flooring:Supply and lay specified non-slip vinyl sheet safety flooring with adhesive to treads, risers and landings of staircase, all necessary cutting, all labours, upstands and clean off. | Sheet Flooring:Supply and lay any type of approved non-slip vinyl sheet flooring with adhesive to cement and sand screed including latex self levelling screed as necessary or concrete treads, risers and landings of staircase including all necessary cutting, all labours, upstands and clean off, clear silicone sealant jointing at all perimeters and remove waste and debris. | 45.0454
432617 |  | R | N | N | N | FL | SHEET FLOORING:REFIX POLYSAFE | Wall and Floor Tile and Sheet Finishes | Wall and Floor Finishes | Proprietary Safety Flooring | SM | 14.2417 | Sheet Flooring:Take up any type of existing loose sheet or other non-slip sheet flooring, clean off flooring/bed under, refix flooring with adhesive, all cutting, labours, upstands and clean off. | Sheet Flooring:Take up any type of existing loose proprietary non-slip sheet flooring, clean off flooring and bed under and refix flooring with adhesive including latex self levelling screed as necessary including all necessary cutting, all labours, upstands, silicone sealant at perimeters and clean off and remove waste and debris. | 14.2417
432701 |  | R | N | Y | N | FL | SKIRTING:RENEW VINYL ETC NE 1.0LM | Wall and Floor Tile and Sheet Finishes | Wall and Floor Finishes | Skirtings - Plastic, Vinyl, Lino or Rubber | IT | 13.6093 | Skirting:Renew or fix new plastic vinyl lino or rubber skirting including remove existing as necessary, fix new with adhesive including all cutting and labours in lengths ne 1.00m. | Skirting:Renew or fix new plastic, vinyl, lino or rubber skirting including remove existing as necessary, fix new with adhesive including all cutting and labours in lengths ne 1.00m and remove waste and debris. | 13.6093
432703 |  | R | N | Y | N | FL | SKIRTING:RENEW VINYL ETC OVER 1.0M | Wall and Floor Tile and Sheet Finishes | Wall and Floor Finishes | Skirtings - Plastic, Vinyl, Lino or Rubber | LM | 17.4241 | Skirting:Renew or fix new plastic, vinyl, lino or rubber skirting including remove existing as necessary, fix new with adhesive including all cutting and labours and remove waste and debris. | Skirting:Renew or fix new plastic, vinyl, lino or rubber skirting including remove existing as necessary, fix new with adhesive including all cutting and labours and remove waste and debris. | 17.4241
432705 |  | R | N | N | N | FL | SKIRTING:REFIX VINYL ETC NE 1.0LM | Wall and Floor Tile and Sheet Finishes | Wall and Floor Finishes | Skirtings - Plastic, Vinyl, Lino or Rubber | IT | 9.1984 | Skirting:Refix loose plastic, vinyl, lino or rubber skirting including remove existing as necessary, refix with adhesive including all labours in lengths ne 1.00m and remove waste and debris. | Skirting:Refix loose plastic, vinyl, lino or rubber skirting including remove existing as necessary, refix with adhesive including all labours in lengths ne 1.00m and remove waste and debris. | 9.1984
432707 |  | R | N | N | N | FL | SKIRTING:REFIX VINYL ETC OVER 1.0M | Wall and Floor Tile and Sheet Finishes | Wall and Floor Finishes | Skirtings - Plastic, Vinyl, Lino or Rubber | LM | 11.539 | Skirting:Refix loose plastic, vinyl, lino or rubber skirting including remove existing as necessary, refix with adhesive including all labours and remove waste and debris. | Skirting:Refix loose plastic, vinyl, lino or rubber skirting including remove existing as necessary, refix with adhesive including all labours and remove waste and debris. | 11.539
432901 |  | R | N | Y | N | FL | NOSING:RENEW ALLOY NOSING TO STEP | Wall and Floor Tile and Sheet Finishes | Wall and Floor Finishes | Nosings | NO | 46.1504 | Nosing:Renew any size or type of proprietary alloy nosing to step including drilling and plugging as necessary and remove waste and debris. | Nosing:Renew any size or type of proprietary alloy nosing to step including drilling and plugging as necessary and remove waste and debris. | 46.1504
432903 |  | R | N | Y | N | FL | NOSING:SUPPLY AND FIX NOSING TO STEP | Wall and Floor Tile and Sheet Finishes | Wall and Floor Finishes | Nosings | NO | 40.5915 | Nosing:Supply and fix any size or type of proprietary alloy nosing to step including all necessary drilling and plugging and remove waste and debris. | Nosing:Supply and fix any size or type of proprietary alloy nosing to step including all necessary drilling and plugging and remove waste and debris. | 40.5915
432905 |  | R | N | N | N | FL | NOSING:REFIX TO STEP | Wall and Floor Tile and Sheet Finishes | Wall and Floor Finishes | Nosings | NO | 18.1392 | Nosing:Take off and refix any size or type of nosing to step including drilling and plugging as necessary. | Nosing:Take off and refix any size or type of nosing to step including drilling and plugging as necessary. | 18.1392
432907 |  | R | N | Y | N | FL | NOSING:RENEW PVCU NOSING TO STEP | Wall and Floor Tile and Sheet Finishes | Wall and Floor Finishes | Nosings | NO | 35.6775 | Nosing:Renew any size or type of proprietary PVCu nosing to step including drilling and plugging as necessary and remove waste and debris. | Nosing:Renew any size or type of proprietary PVCu nosing to step including drilling and plugging as necessary and remove waste and debris. | 35.6775
432911 |  | R | N | N | N | FL | NOSING:RENEW HI VIS NON SLIP TYPE | Wall and Floor Tile and Sheet Finishes | Wall and Floor Finishes | Nosings | NO | 43.2839 | Nosing:Renew any size or type of proprietary high visibility non-slip fibreglass nosing, remove existing, including drilling and plugging as necessary and remove waste and debris. | Nosing:Renew any size or type of proprietary high visibility non-slip fibreglass nosing, remove existing, including drilling and plugging as necessary and remove waste and debris. | 43.2839
432913 |  | R | N | N | N | FL | NOSING:INSTALL HI VIS NON SLIP TYPE | Wall and Floor Tile and Sheet Finishes | Wall and Floor Finishes | Nosings | NO | 38.0175 | Nosing:Supply and fix any size or type of proprietary high visibility non-slip nosing, including drilling and plugging as necessary and remove waste and debris. | Nosing:Supply and fix any size or type of proprietary high visibility non-slip nosing, including drilling and plugging as necessary and remove waste and debris. | 38.0175
432915 |  | R | N | N | N | FL | STAIRCASE:HIGHLIGHT EDGE HI-VIS PAINT | Wall and Floor Tile and Sheet Finishes | Wall and Floor Finishes | Nosings | NO | 18.8997 | Staircase:Prepare, rub down, wash down, surfaces, fix masking tape and apply two coats of high visibility grip paint to highlight edge of step, remove masking tape, make good, remove waste and debris. | Staircase:Prepare, rub down, wash down, surfaces, fix masking tape and apply two coats of high visibility grip paint to highlight edge of step, remove masking tape, make good, remove waste and debris. | 18.8997
433001 |  | R | N | Y | N | FL | SEALANT TO PERIMETER:RENEW TO FLOORING | Wall and Floor Tile and Sheet Finishes | Wall and Floor Finishes | Silicone Sealant to Flooring | LM | 3.1656 | Sealant to Perimeter:Rake out existing and renew clear silicone sealant to perimert of existing vinyl tile or sheet flooring or upstands. | Sealant to Perimeter:Rake out existing and renew clear silicone sealant to perimert of existing vinyl tile or sheet flooring or upstands. | 3.1656
433101 |  | R | N | N | N | FL | LAMINATE FLOORING:TAKE UP AND MAKE GOOD | Wall and Floor Tile and Sheet Finishes | Wall and Floor Finishes | Laminate Flooring | SM | 28.7174 | Laminate Flooring:Take up existing laminate flooring, including make good bed under, prepare surface for alternative finish, including laying latex self levelling screed and remove waste and debris. | Laminate Flooring:Take up existing laminate flooring, including make good bed under, prepare surface for alternative finish, including laying latex self levelling screed and remove waste and debris. | 28.7174
433103 |  | R | N | N | N | FL | LAMINATE FLOORING:LAY NEW WITH SUB-BASE | Wall and Floor Tile and Sheet Finishes | Wall and Floor Finishes | Laminate Flooring | SM | 49.3627 | Laminate Flooring:Supply and lay new ne 8mm laminate flooring on any type of base, including preparation of surface, insulating fibreboard, foam underlay, all cover trims and remove waste and debris. | Laminate Flooring:Supply and lay new ne 8mm laminate flooring on any type of base, including preparation of surface, insulating fibreboard, foam underlay, all cover trims and remove waste and debris. | 49.3627
433105 |  | R | N | N | N | FL | LAMINATE FLOORING:RENEW WITH SUB-BASE | Wall and Floor Tile and Sheet Finishes | Wall and Floor Finishes | Laminate Flooring | SM | 54.9217 | Laminate Flooring:Take up existing flooring and sub-base and lay new ne 8mm laminate flooring on any type of base, insulating fibreboard, foam underlay, cover trims, remove waste and debris. | Laminate Flooring:Take up existing flooring and sub-base, prepare surface and lay new ne 8mm laminate flooring on any type of base, including insulating fibreboard, foam underlay, all cover trims and remove waste and debris. | 54.9217
433107 |  | R | N | N | N | FL | LAMINATE FLOORING:INSTALL THRESHOLD TRIM | Wall and Floor Tile and Sheet Finishes | Wall and Floor Finishes | Laminate Flooring | LM | 26.0053 | Laminate Flooring:Supply and fix threshold trim to match laminate floor decor, including trim to length and remove waste and debris. | Laminate Flooring:Supply and fix threshold trim to match laminate floor decor, including trim to length and remove waste and debris. | 26.0053
435101 |  | R | N | N | N | PA | SURFACE:STRIP BACK SURFACES OVER 300MM | Painting and Decorating | Preparation - External and Internal | Preparation - General Surfaces | SM | 15.4936 | Surface:Apply paint remover, strip off paint to surfaces or using cyclone stripper, or burn off, or scrape off, wire brush, prepare surfaces over 300mm girth for redecoration. | Surface:Apply paint remover, strip off paint to surfaces in accordance with manufacturers technical data sheet or using cyclone stripper, or burn off, or scrape off, wire brush, prepare and bring forward general surfaces over 300mm girth for redecoration and remove waste and debris. | 15.4936
435103 |  | R | N | N | N | PA | SURFACE:STRIP BACK SURFACES NE 300MM | Painting and Decorating | Preparation - External and Internal | Preparation - General Surfaces | LM | 5.892 | Surface:Apply paint remover, strip off paint to surfaces or using cyclone stripper, or burn off, or scrape off, wire brush, prepare surfaces ne 300mm girth for redecoration. | Surface:Apply paint remover, strip off paint to surfaces in accordance with manufacturers technical data sheet or using cyclone stripper, or burn off, or scrape off, wire brush, prepare and bring forward general surfaces ne 300mm girth for redecoration and remove waste and debris. | 5.892
435113 |  | R | N | N | N | PA | SURFACE:STRIP BACK WINDOWS | Painting and Decorating | Preparation - External and Internal | Preparation - General Surfaces | SM | 27.2029 | Surfaces:Apply paint remover, strip off paint to general surfaces of windows or using cyclone stripper, or burn off, or scrape off, wire brush, prepare to decorate. | Surface:Apply paint remover, strip off paint to general surfaces of windows in accordance with manufacturers technical data sheet or using cyclone stripper, or burn off, or scrape off, wire brush, prepare and bring forward general surfaces for redecoration, including all beads, edges, rebates, opening edges and the like and remove waste and debris. | 27.2029
435119 |  | R | N | N | N | PA | SEALER:APPLY ONE COAT TO WALLS AND CEILINGS | Painting and Decorating | Preparation - External and Internal | Preparation - General Surfaces | SM | 6.7055 | Sealer:Prepare and apply one coat of sealer stabilizer to walls or ceilings in accordance with manufacturers technical data sheet. | Sealer:Prepare and apply one coat of sealer stabilizer to walls or ceilings in accordance with manufacturers technical data sheet. | 6.7055
435121 |  | R | N | N | N | PA | STAIN BLOCK:APPLY ONE COAT | Painting and Decorating | Preparation - External and Internal | Preparation - General Surfaces | SM | 9.2741 | Stain Block:Apply one coat of stain block to plastered ceiling strictly in accordance with the manufacturers technical data sheet. | Stain Block:Apply one coat of stain block to plastered ceiling strictly in accordance with the manufacturers technical data sheet. | 9.2741
435301 |  | R | N | N | N | PA | WALLS:BRUSH AND WASH DOWN | Painting and Decorating | Preparation - External and Internal | Preparation - External Walls | SM | 3.072 | Walls:Brush or scrape and wire brush and wash down painted surfaces of walls to remove grime or soot or to remove flaking paint from walls. | Walls:Brush or scrape and wire brush and wash down painted surfaces of walls to remove grime or soot or to remove flaking paint from walls. | 3.072
435501 |  | U | N | N | Y | PA | SURFACES:REMOVE GRAFFITI RINSE DRY | Specialist Treatments | Specialist Treatments | Graffiti Removal - External Surfaces | SM | 13.879 | Surfaces:Clean existing graffiti covered surfaces with proprietary graffiti removal or stripper, apply high pressure hot water rinse to remove all traces of remover or stripper, paint, debris etc. | Surfaces:Clean existing graffiti covered surfaces with proprietary graffiti removal or paint stripper, apply a thorough high pressure hot water rinse to remove all traces of remover or stripper, paint, debris etc., and allow to dry. | 13.879
435511 |  | R | N | N | N | PA | SURFACES:APPLY ANTI-GRAFFITI PAINT | Specialist Treatments | Specialist Treatments | Graffiti Removal - External Surfaces | SM | 9.6487 | Surfaces:Apply anti-graffiti paint strictly in accordance with the manufacturers technical data sheet to vulnerable external surfaces of brickwork, concrete and timber as directed. | Surfaces:Apply anti-graffiti paint strictly in accordance with the manufacturers technical data sheet to vulnerable external surfaces of brickwork, concrete and timber as directed. | 9.6487
436051 |  | R | N | N | N | PA | SOFFIT:WASH APPLY 2 COATS SMOOTH MASONRY PAINT | Painting and Decorating | External Decoration | Masonry (Smooth or Textured) Paint - Ext Walls | SM | 17.5323 | Soffit:Wash down, fill in cracks and holes, sand smooth and apply two coats of smooth or textured masonry paint to rendered or concrete canopies or soffits. | Soffit:Wash down, fill in cracks and holes, sand smooth and apply two coats of smooth or textured masonry paint to rendered or concrete canopies or soffits. | 17.5323
436053 |  | R | N | N | N | PA | SOFFIT:WASH APPLY SEALER 2 COATS MASONRY PAINT | Painting and Decorating | External Decoration | Masonry (Smooth or Textured) Paint - Ext Walls | SM | 20.1017 | Soffit:Wash down, fill in cracks and holes, sand smooth and apply one coat of sealer and two coats of smooth or textured masonry paint to rendered or concrete soffits. | Soffit:Wash down, fill in cracks and holes, sand smooth and apply one coat of sealer and two coats of smooth or textured masonry paint to rendered or concrete soffits. | 20.1017
436071 |  | R | N | N | N | PA | WALLS:APPLY 2 COATS MASONRY PAINT - RENDER | Painting and Decorating | External Decoration | Masonry (Smooth or Textured) Paint - Ext Walls | SM | 11.3633 | Walls:Prepare and apply two coats smooth or textured masonry paint to external rendered surfaces of walls. | Walls:Prepare and apply two coats smooth or textured masonry paint to external rendered surfaces of walls. | 11.3633
436072 |  | R | N | N | N | PA | WALLS:APPLY 2 COATS MASONRY PAINT - BRICK | Painting and Decorating | External Decoration | Masonry (Smooth or Textured) Paint - Ext Walls | SM | 12.475 | Walls:Prepare and apply two coats smooth or textured masonry paint to brickwork or concrete surfaces of walls. | Walls:Prepare and apply two coats smooth or textured masonry paint to brickwork or concrete surfaces of walls. | 12.475
436073 |  | R | N | N | N | PA | WALLS:WASH APPLY 2 COATS MASONRY PAINT - RENDER | Painting and Decorating | External Decoration | Masonry (Smooth or Textured) Paint - Ext Walls | SM | 13.5868 | Walls:Wash down, fill in cracks and holes, sand smooth and apply two coats of smooth or textured masonry paint to rendered or concrete surfaces of walls. | Walls:Wash down, fill in cracks and holes, sand smooth and apply two coats of smooth or textured masonry paint to rendered or concrete surfaces of walls. | 13.5868
436074 |  | R | N | N | N | PA | WALLS:WASH APPLY 2 COATS MASONRY PAINT - BRICK | Painting and Decorating | External Decoration | Masonry (Smooth or Textured) Paint - Ext Walls | SM | 14.6984 | Walls:Wash down, fill in cracks and holes, sand down and apply two coats of smooth or textured masonry paint to brickwork surfaces of walls. | Walls:Wash down, fill in cracks and holes, sand down and apply two coats of smooth or textured masonry paint to brickwork surfaces of walls. | 14.6984
436081 |  | R | N | N | N | PA | WALLS:APPLY SEALER 2 COATS MASONRY - RENDER | Painting and Decorating | External Decoration | Masonry (Smooth or Textured) Paint - Ext Walls | SM | 13.2472 | Walls:Prepare and apply one coat of stabilising solution and two coats smooth or textured masonry paint to external rendered surfaces of walls. | Walls:Prepare and apply one coat of stabilising solution and two coats smooth or textured masonry paint to external rendered surfaces of walls. | 13.2472
436082 |  | R | N | N | N | PA | WALLS:APPLY SEALER 2 COATS MASONRY - BRICK | Painting and Decorating | External Decoration | Masonry (Smooth or Textured) Paint - Ext Walls | SM | 14.359 | Walls:Prepare and apply one coat of stabilising solution and two coats smooth or textured masonry paint to brickwork or concrete surfaces of walls. | Walls:Prepare and apply one coat of stabilising solution and two coats smooth or textured masonry paint to brickwork or concrete surfaces of walls. | 14.359
436083 |  | R | N | N | N | PA | WALLS:WASH APPLY SEALER 2 COATS MASONRY - RENDER | Painting and Decorating | External Decoration | Masonry (Smooth or Textured) Paint - Ext Walls | SM | 16.0267 | Walls:Wash down, fill in cracks and holes, sand down and apply one coat of stabilising solution and two coats of smooth or textured masonry paint to rendered or concrete walls. | Walls:Wash down, fill in cracks and holes, sand down and apply one coat of stabilising solution and two coats of smooth or textured masonry paint to rendered or concrete walls. | 16.0267
436084 |  | R | N | N | N | PA | WALLS:WASH APPLY SEALER 2 COATS MASONRY - BRICK | Painting and Decorating | External Decoration | Masonry (Smooth or Textured) Paint - Ext Walls | SM | 17.1384 | Walls:Wash down, fill in cracks and holes, sand down and apply one coat of stabilising solution and two coats of smooth or textured masonry paint to brickwork surfaces of walls. | Walls:Wash down, fill in cracks and holes, sand down and apply one coat of stabilising solution and two coats of smooth or textured masonry paint to brickwork surfaces of walls. | 17.1384
436102 |  | R | N | Y | N | PA | WALLS:APPLY 2 COATS EXTERNAL MASONRY W/PROOFER | Painting and Decorating | External Decoration | Masonry Waterproofer - External Walls - Two Coats | SM | 12.3227 | Walls:Brush down and prepare for and apply two coats of external masonry waterproofer to general surfaces of walls. | Walls:Brush down and prepare for and apply two coats of external masonry waterproofer to general surfaces of walls. | 12.3227
436104 |  | R | N | Y | N | PA | WALLS:SEALER - 2 COATS EXTERNAL MASONRY W/PROOFER | Painting and Decorating | External Decoration | Masonry Waterproofer - External Walls - Two Coats | SM | 18.0978 | Walls:Brush down and prepare for and apply one coat of sealer and two coats of external masonry waterproofer to general surfaces of walls. | Walls:Brush down and prepare for and apply one coat of sealer and two coats of external masonry waterproofer to general surfaces of walls. | 18.0978
436152 |  | R | N | Y | N | PA | WALLS:BRUSH APPLY WATERPROOFING RENDER | Painting and Decorating | External Decoration | Water Proofing - External Walls - One Coat | SM | 9.4324 | Walls:Brush, wash down and apply one coat of bitumen based waterproofing to rendered surfaces of walls. | Walls:Brush, wash down and apply one coat of bitumen based waterproofing to rendered surfaces of walls. | 9.4324
436154 |  | R | N | Y | N | PA | WALLS:BRUSH APPLY WATERPROOFING BRICK | Painting and Decorating | External Decoration | Water Proofing - External Walls - One Coat | SM | 10.5443 | Walls:Brush, wash down and apply one coat of bitumen based waterproofing to surfaces of brick or stone walls. | Walls:Brush, wash down and apply one coat of bitumen based waterproofing to surfaces of brick or stone walls. | 10.5443
436201 |  | R | N | N | N | PA | GARAGE DOOR:PREPARE PRIME PAINT 2 GLOSS | Painting and Decorating | External Decoration | Oil Paint - Metalwork | IT | 119.8538 | Garage Door:Rub down, prepare, apply coat of primer, one undercoat, two coats of gloss paint on external surfaces of up and over metal garage door (one side and edges). | Garage Door:Rub down, prepare, apply coat of primer, one undercoat, two coats of gloss paint on external surfaces of up and over metal garage door (one side and edges). | 119.8538
436203 |  | R | N | N | N | PA | DOOR FRAME:PREPARE PAINT 2 GLOSS NE 300MM | Painting and Decorating | External Decoration | Oil Paint - Metalwork | LM | 8.42 | Door Frame:Rub down, prepare, apply coat of primer, one undercoat, two coats of gloss paint on external surfaces of metal frames ne 300mm girth. | Door Frame:Rub down, prepare, apply coat of primer, one undercoat, two coats of gloss paint on external surfaces of metal frames ne 300mm girth. | 8.42
436205 |  | R | N | N | N | PA | DOOR:PREPARE PRIME PAINT 2 GLOSS METAL DOOR | Painting and Decorating | External Decoration | Oil Paint - Metalwork | IT | 78.5545 | Door:Rub down, prepare for and apply one coat of primer, one undercoat and two coats of gloss paint on any size single metal door (both sides and edges). | Door:Rub down, prepare for and apply one coat of primer, one undercoat and two coats of gloss paint on any size single metal door (both sides and edges). | 78.5545
436207 |  | R | N | N | N | PA | DOOR:PREPARE PRIME PAINT 2 GLOSS METAL GLAZED | Painting and Decorating | External Decoration | Oil Paint - Metalwork | IT | 93.5171 | Door:Rub down, prepare for and apply one coat of primer, one undercoat and two coats of gloss paint on any size single glazed metal door (both sides and edges). | Door:Rub down, prepare for and apply one coat of primer, one undercoat and two coats of gloss paint on any size single glazed metal door (both sides and edges). | 93.5171
436209 |  | R | N | N | N | PA | WINDOW:PREPARE PRIME PAINT 2 GLOSS METAL | Painting and Decorating | External Decoration | Oil Paint - Metalwork | SM | 32.3518 | Window:Rub down, prepare for and apply a coat of primer, one undercoat, and two coats of gloss paint on surface of metal window (one side and edges). | Window:Rub down, prepare for and apply a coat of primer, one undercoat, and two coats of gloss paint on surface of metal window (one side and edges). | 32.3518
436215 |  | R | N | N | N | PA | GATES:PREPARE PRIME PAINT GATE AND POSTS | Painting and Decorating | External Decoration | Oil Paint - Metalwork | IT | 35.2357 | Gates:Wire brush, prepare for and apply one coat primer, one undercoat, two coats of gloss paint to both sides of any size type single metal gate including all edges and all surfaces of posts. | Gates:Wire brush, prepare for and apply one coat primer, one undercoat, two coats of gloss paint to both sides of any size type single metal gate including all edges and all surfaces of posts. | 35.2357
436217 |  | R | N | N | N | PA | BALUSTRADING:PREPARE PRIME PAINT SURFACES | Painting and Decorating | External Decoration | Oil Paint - Metalwork | SM | 33.0295 | Balustrading:Wire brush, prepare for and apply one coat of primer, one undercoat, two coats of gloss paint on ornamental metal balustrading, railings or gates (measured both sides). | Balustrading:Wire brush, prepare for and apply one coat of primer, one undercoat, two coats of gloss paint on ornamental metal balustrading, railings or gates (measured both sides). | 33.0295
436219 |  | R | N | N | N | PA | STAIRCASE:PREPARE PRIME PAINT METAL STAIRS | Painting and Decorating | External Decoration | Oil Paint - Metalwork | SM | 31.9583 | Staircase:Wire brush, prepare for and apply one coat of primer, one undercoat, two coats of gloss paint on metal staircase, strings, handrail balustrading (measured both sides). | Staircase:Wire brush, prepare for and apply one coat of primer, one undercoat, two coats of gloss paint on metal staircase, strings, handrail balustrading (measured both sides). | 31.9583
436221 |  | R | N | N | N | PA | GUTTER:PREPARE PRIME PAINT EAVES GUTTER | Painting and Decorating | External Decoration | Oil Paint - Metalwork | LM | 6.2575 | Gutter:Wire brush, prepare and apply coat of primer, one undercoat and two coats of gloss paint to outside of eaves gutter including brackets. | Gutter:Wire brush, prepare and apply coat of primer, one undercoat and two coats of gloss paint to outside of eaves gutter including brackets. | 6.2575
436223 |  | R | N | N | N | PA | PIPEWORK:PREPARE PRIME PAINT NE 300MM | Painting and Decorating | External Decoration | Oil Paint - Metalwork | LM | 3.5751 | Pipework:Wire brush, prepare for and apply coat of primer, one undercoat and two coats of gloss paint to external pipework ne 300mm girth including brackets. | Pipework:Wire brush, prepare for and apply coat of primer, one undercoat and two coats of gloss paint to external pipework ne 300mm girth including brackets. | 3.5751
436601 |  | R | N | N | N | PA | GARAGE DOOR:PREPARE PRIME EXTENDED LIFE PAINT | Painting and Decorating | External Decoration | Extended Life Paint - Metalwork | IT | 105.7085 | Garage Door:Rub down, prepare, apply coat of primer, two coats of 8 years all weather protection metal gloss finish paint on external surfaces of up and over metal garage door (one side and edges). | Garage Door:Rub down, prepare, apply coat of primer, two coats of 8 years all weather protection metal gloss finish paint on external surfaces of up and over metal garage door (one side and edges). | 105.7085
436603 |  | R | N | N | N | PA | DOOR FRAME:PREP PRIME EXTENDED LIFE PAINT NE 300MM | Painting and Decorating | External Decoration | Extended Life Paint - Metalwork | LM | 8.2679 | Door Frame:Rub down, prepare, apply coat of primer, two coats of 8 years all weather protection metal gloss finish paint on external surfaces of metal frames ne 300mm girth. | Door Frame:Rub down, prepare, apply coat of primer, two coats of 8 years all weather protection metal gloss finish paint on external surfaces of metal frames ne 300mm girth. | 8.2679
436605 |  | R | N | N | N | PA | DOOR:PREPARE PRIME EXTENDED LIFE PAINT METAL | Painting and Decorating | External Decoration | Extended Life Paint - Metalwork | IT | 105.1486 | Door:Rub down, prepare for and apply one coat of primer, two coats of 8 years all weather protection metal gloss finish paint on any size single metal door (both sides and edges). | Door:Rub down, prepare for and apply one coat of primer, two coats of 8 years all weather protection metal gloss finish paint on any size single metal door (both sides and edges). | 105.1486
436607 |  | R | N | N | N | PA | DOOR:PREP PRIME EXTENDED LIFE PAINT METAL GLAZED | Painting and Decorating | External Decoration | Extended Life Paint - Metalwork | IT | 98.3375 | Door:Rub down, prepare for and apply one coat of primer, two coats of 8 years all weather protection metal gloss finish paint on any size single glazed metal door (both sides and edges). | Door:Rub down, prepare for and apply one coat of primer, two coats of 8 years all weather protection metal gloss finish paint on any size single glazed metal door (both sides and edges). | 98.3375
436609 |  | R | N | N | N | PA | WINDOW:PREPARE EXTENDED LIFE PAINT METAL | Painting and Decorating | External Decoration | Extended Life Paint - Metalwork | SM | 29.2045 | Window:Rub down, prepare for and apply a coat of primer, two coats of 8 years all weather protection metal gloss finish paint on surface of metal window (one side and edges). | Window:Rub down, prepare for and apply a coat of primer, two coats of 8 years all weather protection metal gloss finish paint on surface of metal window (one side and edges). | 29.2045
436615 |  | R | N | N | N | PA | GATES:PREP PRIME EXTENDED LIFE PAINT GATE + POSTS | Painting and Decorating | External Decoration | Extended Life Paint - Metalwork | IT | 30.3568 | Gates:Wire brush, prepare for, and apply one coat primer, two coats of metalshield paint to both sides of any size type single metal gate including all edges and all surfaces of posts. | Gates:Wire brush, prepare for and apply one coat primer, two coats of 8 years all weather protection metal gloss finish paint to both sides of any size type single metal gate including all edges and all surfaces of posts. | 30.3568
436617 |  | R | N | N | N | PA | RAILINGS-ORNAMENTAL:PRIME EXTENDED LIFE PAINT | Painting and Decorating | External Decoration | Extended Life Paint - Metalwork | SM | 28.4314 | Railings:Wire brush, prepare for and apply one coat of primer, two coats of metalshield paint on ornamental metal balustrading, railings or gates (measured both sides). | Balustrading:Wire brush, prepare for and apply one coat of primer, two coats of 8 years all weather protection metal gloss finish paint on ornamental metal balustrading, railings or gates (measured both sides). | 28.4314
436619 |  | R | N | N | N | PA | STAIRCASE:PREPARE PRIME EXTENDED LIFE PAINT METAL | Painting and Decorating | External Decoration | Extended Life Paint - Metalwork | SM | 27.3602 | Staircase:Wire brush, prepare for and apply one coat of primer, two coats of metalshield paint on metal staircase, strings, handrail balustrading (measured both sides). | Staircase:Wire brush, prepare for and apply one coat of primer, two coats of 8 years all weather protection metal gloss finish paint on metal staircase, strings, handrail balustrading (measured both sides). | 27.3602
436621 |  | R | N | N | N | PA | GUTTER:PREPARE PRIME EXTENDED LIFE PAINT EAVES | Painting and Decorating | External Decoration | Extended Life Paint - Metalwork | LM | 6.0001 | Gutter:Wire brush, prepare and apply coat of primer, two coats of 8 years all weather protection metal gloss finish paint to outside of eaves gutter including brackets. | Gutter:Wire brush, prepare and apply coat of primer, two coats of 8 years all weather protection metal gloss finish paint to outside of eaves gutter including brackets. | 6.0001
436623 |  | R | N | N | N | PA | PIPEWORK:PREPARE PRIME EXTENDED LIFE PAINT NE300MM | Painting and Decorating | External Decoration | Extended Life Paint - Metalwork | LM | 3.8208 | Pipework:Wire brush, prepare for and apply coat of primer, two coats of 8 years all weather protection metal gloss finish paint to external pipework ne 300mm girth including brackets. | Pipework:Wire brush, prepare for and apply coat of primer, two coats of 8 years all weather protection metal gloss finish paint to external pipework ne 300mm girth including brackets. | 3.8208
436625 |  | R | N | N | N | PA | RAILINGS-HAIRPIN:PRIME EXTENDED LIFE PAINT | Painting and Decorating | External Decoration | Extended Life Paint - Metalwork | SM | 15.0902 | Railings, Fencing and Gates - Hairpin:Wire brush, prepare for and apply one coat of primer, two coats of metalshield paint on hairpin metal balustrading, railings or gates (measured both sides). | Railings, Fencing and Gates - Hairpin:Wire brush, prepare for and apply one coat of primer, two coats of 8 years all weather protection metal gloss finish paint on hairpin metal balustrading, railings or gates (measured both sides). | 15.0902
436627 |  | R | N | N | N | PA | RAILINGS-PLAIN OPEN:PRIME EXTENDED LIFE PAINT | Painting and Decorating | External Decoration | Extended Life Paint - Metalwork | SM | 13.4225 | Railings, Fencing and Gates - Plain Open:Wire brush, prepare for and apply one coat of primer, two coats of metalshield paint on plain open metal balustrading, railings or gates (measured both sides). | Railings, Fencing and Gates - Plain Open:Wire brush, prepare for and apply one coat of primer, two coats of 8 years all weather protection metal gloss finish paint on plain open metal balustrading, railings or gates (measured both sides). | 13.4225
436629 |  | R | N | N | N | PA | RAILINGS-CLOSE TYPE:PRIME EXTENDED LIFE PAINT | Painting and Decorating | External Decoration | Extended Life Paint - Metalwork | SM | 10.643 | Railings, Fencing and Gates - Close Type:Wire brush, prepare for and apply one coat of primer, two coats of metalshield paint on close type metal balustrading, railings or gates (measured both sides). | Railings, Fencing and Gates - Close Type:Wire brush, prepare for and apply one coat of primer, two coats of 8 years all weather protection metal gloss finish paint on close type metal balustrading, railings or gates (measured both sides). | 10.643
436701 |  | R | N | N | N | PA | GARAGE DOOR:PREPARE 2 COATS EXTENDED LIFE PAINT | Painting and Decorating | External Decoration | Extended Life Paint - Existing Metalwork - 2 Coat | IT | 71.8768 | Door:Wire brush, prepare, spot prime and apply two coats of metalshield paint on existing painted external surfaces of up and over metal garage door (one side and edges). | Garage Door:Wire brush, prepare, spot prime and apply two coats of 8 years all weather protection metal gloss finish paint on existing painted external surfaces of up and over metal garage door (one side and edges). | 71.8768
436703 |  | R | N | N | N | PA | DOOR FRAMES:PREP 2 CTS EXTENDED LIFE PAINT NE300MM | Painting and Decorating | External Decoration | Extended Life Paint - Existing Metalwork - 2 Coat | LM | 6.7817 | Door Frames:Wire brush, prepare, spot prime and apply two coats of 8 years all weather protection metal gloss finish paint on existing painted external surfaces of metal frames ne 300mm girth. | Door Frames:Wire brush, prepare, spot prime and apply two coats of 8 years all weather protection metal gloss finish paint on existing painted external surfaces of metal frames ne 300mm girth. | 6.7817
436705 |  | R | N | N | N | PA | DOOR:PREPARE 2 COATS EXTENDED LIFE PAINT METAL | Painting and Decorating | External Decoration | Extended Life Paint - Existing Metalwork - 2 Coat | IT | 64.045 | Door:Wire brush, prepare, spot prime and apply two coats of extended life paint on existing painted external surfaces of any size single metal door (both sides and edges). | Door:Wire brush, prepare, spot prime and apply two coats of 8 years all weather protection metal gloss finish paint on existing painted external surfaces of any size single metal door (both sides and edges). | 64.045
436707 |  | R | N | N | N | PA | DOOR:PREP 2 COATS EXTENDED LIFE PAINT METAL GLAZED | Painting and Decorating | External Decoration | Extended Life Paint - Existing Metalwork - 2 Coat | IT | 42.1466 | Door:Wire brush, prepare, spot prime and apply two coats of extended life paint on existing painted external surfaces of any size single glazed metal door (both sides and edges). | Door:Wire brush, prepare, spot prime and apply two coats of 8 years all weather protection metal gloss finish paint on existing painted external surfaces of any size single glazed metal door (both sides and edges). | 42.1466
436709 |  | R | N | N | N | PA | WINDOW:PREPARE 2 COATS EXTENDED LIFE PAINT METAL | Painting and Decorating | External Decoration | Extended Life Paint - Existing Metalwork - 2 Coat | IT | 22.7855 | Window:Wire brush, prepare, spot prime and apply two coats of metalshield paint on existing painted external surface of metal window ne 1.5sm overall (one side and edges). | Window:Wire brush, prepare, spot prime and apply two coats of 8 years all weather protection metal gloss finish paint on existing painted external surface of metal window ne 1.5sm overall (one side and edges). | 22.7855
436715 |  | R | N | N | N | PA | GATES:PREP 2 COATS EXTENDED LIFE PAINT GATE+POSTS | Painting and Decorating | External Decoration | Extended Life Paint - Existing Metalwork - 2 Coat | IT | 37.7708 | Gates:Wire brush, prepare, spot prime and apply two coats of metalshield paint to both sides of existing painted any size/type single metal gate including all edges and all surfaces of posts. | Gates:Wire brush, prepare, spot prime and apply two coats of 8 years all weather protection metal gloss finish paint to both sides of existing painted any size/type single metal gate including all edges and all surfaces of posts. | 37.7708
436717 |  | R | N | N | N | PA | RAILINGS-ORNAMENTAL:2 COATS EXTENDED LIFE PAINT | Painting and Decorating | External Decoration | Extended Life Paint - Existing Metalwork - 2 Coat | SM | 24.4235 | Railings:Wire brush, prepare, spot prime and apply two coats of metalshield paint on existing painted surfaces of ornamental metal balustrading, railings or gates (measured both sides). | Balustrading:Wire brush, prepare, spot prime and apply two coats of 8 years all weather protection metal gloss finish paint on existing painted surfaces of ornamental metal balustrading, railings or gates (measured both sides). | 24.4235
436719 |  | R | N | N | N | PA | STAIRCASE:PREPARE 2 CTS EXTENDED LIFE PAINT METAL | Painting and Decorating | External Decoration | Extended Life Paint - Existing Metalwork - 2 Coat | SM | 24.3996 | Staircase:Wire brush, prepare, spot prime and apply two coats of metalshield paint on existing painted surfaces of metal staircase, strings, handrail balustrading (measured both sides). | Staircase:Wire brush, prepare, spot prime and apply two coats of 8 years all weather protection metal gloss finish paint on existing painted surfaces of metal staircase, strings, handrail balustrading (measured both sides). | 24.3996
436721 |  | R | N | N | N | PA | GUTTER:PREPARE 2 COATS EXTENDED LIFE PAINT EAVES | Painting and Decorating | External Decoration | Extended Life Paint - Existing Metalwork - 2 Coat | LM | 6.6765 | Gutter:Wire brush, prepare, spot prime and apply two coats of 8 years all weather protection metal gloss finish paint to existing painted surfaces outside of eaves gutter including brackets. | Gutter:Wire brush, prepare, spot prime and apply two coats of 8 years all weather protection metal gloss finish paint to existing painted surfaces outside of eaves gutter including brackets. | 6.6765
436723 |  | R | N | N | N | PA | PIPEWORK:PREP 2 COATS EXTENDED LIFE PAINT NE300MM | Painting and Decorating | External Decoration | Extended Life Paint - Existing Metalwork - 2 Coat | LM | 4.5582 | Pipework:Wire brush, prepare, spot prime and apply two coats of metalshield paint to existing painted surfaces of external pipework ne 300mm girth including brackets. | Pipework:Wire brush, prepare, spot prime and apply two coats of 8 years all weather protection metal gloss finish paint paint to existing painted surfaces of external pipework ne 300mm girth including brackets. | 4.5582
436725 |  | R | N | N | N | PA | RAILINGS-HAIRPIN:2 COATS EXTENDED LIFE PAINT | Painting and Decorating | External Decoration | Extended Life Paint - Existing Metalwork - 2 Coat | SM | 13.8617 | Railings, Fencing and Gates - Hairpin:Wire brush, prepare for and apply one coat of primer, two coats of metalshield paint on hairpin metal balustrading, railings or gates (measured both sides). | Railings, Fencing and Gates - Hairpin:Wire brush, prepare for and apply one coat of primer, two coats of 8 years all weather protection metal gloss finish paint on hairpin metal balustrading, railings or gates (measured both sides). | 13.8617
436727 |  | R | N | N | N | PA | RAILINGS-PLAIN OPEN:2 COATS EXTENDED LIFE PAINT | Painting and Decorating | External Decoration | Extended Life Paint - Existing Metalwork - 2 Coat | SM | 12.194 | Railings, Fencing and Gates-Plain Open:Wire brush, prepare, spot prime and apply one coat of primer, 2 coats metalshield paint plain open metal balustrading, railings or gates (measured both sides). | Railings, Fencing and Gates - Plain Open:Wire brush, prepare, spot prime and apply one coat of primer, two coats of 8 years all weather protection metal gloss finish paint paint on plain open metal balustrading, railings or gates (measured both sides). | 12.194
436729 |  | R | N | N | N | PA | RAILINGS-CLOSE TYPE:2 COATS EXTENDED LIFE PAINT | Painting and Decorating | External Decoration | Extended Life Paint - Existing Metalwork - 2 Coat | SM | 9.4145 | Railings, Fencing and Gates-Close Type:Wire brush, prepare, spot prime and apply one coat of primer, 2 coats metalshield paint close type metal balustrading, railings or gates (measured both sides). | Railings, Fencing and Gates - Close Type:Wire brush, prepare, spot prime and apply one coat of primer, two coats of 8 years all weather protection metal gloss finish paint paint on close type metal balustrading, railings or gates (measured both sides). | 9.4145
438001 |  | R | N | N | N | PA | SURFACES:PRIME PAINT GENERAL SURFACES TIMBER | Painting and Decorating | External Decoration | Oil Paint - Woodwork | SM | 28.4836 | Surfaces:Rub down, prepare and apply one coat of primer, one undercoat and two coats of gloss paint on general surfaces of woodwork. | Surfaces:Rub down, prepare and apply one coat of primer, one undercoat and two coats of gloss paint on general surfaces of woodwork. | 28.4836
438002 |  | R | N | N | N | PA | FASCIAS,SOFFITS ETC:PRIME PAINT TIMBER NE 300MM | Painting and Decorating | External Decoration | Oil Paint - Woodwork | LM | 11.3823 | Fascias, Soffits, Bargeboards etc.:Rub down, prepare for and apply one coat primer, one undercoat, two coats of gloss paint on surfaces of fascias, soffits, bargeboards and the like ne 300mm girth. | Fascias, Soffits, Bargeboards etc.:Rub down, prepare for and apply one coat primer, one undercoat, two coats of gloss paint on surfaces of fascias, soffits, bargeboards and the like ne 300mm girth. | 11.3823
438003 |  | R | N | N | N | PA | WINDOW:PREPARE PRIME PAINT TIMBER | Painting and Decorating | External Decoration | Oil Paint - Woodwork | SM | 46.2247 | Window:Rub down, prepare and apply one coat of primer, one undercoat and two coats of gloss paint on surfaces of wooden windows (one side and edges). | Window:Rub down, prepare and apply one coat of primer, one undercoat and two coats of gloss paint on surfaces of wooden windows (one side and edges). | 46.2247
438009 |  | R | N | N | N | PA | FRAME:PREPARE PRIME PAINT TIMBER NE 300MM | Painting and Decorating | External Decoration | Oil Paint - Woodwork | LM | 9.8359 | Frame:Rub down, prepare and apply one coat of primer, one undercoat and two coats of gloss paint on timber frame ne 300mm girth. | Frame:Rub down, prepare and apply one coat of primer, one undercoat and two coats of gloss paint on timber frame ne 300mm girth. | 9.8359
438011 |  | R | N | N | N | PA | DOOR:PREPARE PRIME PAINT TIMBER GLAZED DOOR (O/S) | Painting and Decorating | External Decoration | Oil Paint - Woodwork | IT | 35.2255 | Door:Rub down, prepare for and apply one coat of primer, one undercoat and two coats of gloss paint to all surfaces of any size or type of single glazed timber door (one sides and edges). | Door:Rub down, prepare for and apply one coat of primer, one undercoat and two coats of gloss paint to all surfaces of any size or type of single glazed timber door (one sides and edges). | 35.2255
438013 |  | R | N | N | N | PA | DOOR:PREPARE PRIME PAINT TIMBER GLAZED DOOR (B/S) | Painting and Decorating | External Decoration | Oil Paint - Woodwork | IT | 70.439 | Door:Rub down, prepare for and apply one coat of primer, one undercoat and two coats of gloss paint to all surfaces of any size or type of single glazed timber door (both sides and edges). | Door:Rub down, prepare for and apply one coat of primer, one undercoat and two coats of gloss paint to all surfaces of any size or type of single glazed timber door (both sides and edges). | 70.439
438015 |  | R | N | N | N | PA | DOOR:PREPARE PRIME PAINT TIMBER DOOR (O/S) | Painting and Decorating | External Decoration | Oil Paint - Woodwork | IT | 43.5226 | Door:Rub down, prepare for and apply one coat of primer, one undercoat and two coats of gloss paint to all surfaces of any type or size of single timber door (one sides and edges). | Door:Rub down, prepare for and apply one coat of primer, one undercoat and two coats of gloss paint to all surfaces of any type or size of single timber door (one sides and edges). | 43.5226
438017 |  | R | N | N | N | PA | DOOR:PREPARE PRIME PAINT TIMBER DOOR (B/S) | Painting and Decorating | External Decoration | Oil Paint - Woodwork | IT | 86.94 | Door:Rub down, prepare for and apply one coat of primer, one undercoat and two coats of gloss paint to all surfaces of any type or size of single timber door (both sides and edges). | Door:Rub down, prepare for and apply one coat of primer, one undercoat and two coats of gloss paint to all surfaces of any type or size of single timber door (both sides and edges). | 86.94
438019 |  | R | N | N | N | PA | FENCING:PREPARE PRIME PAINT TIMBER FENCE NE 300MM | Painting and Decorating | External Decoration | Oil Paint - Woodwork | LM | 10.0699 | Fencing:Rub down, prepare for and apply one coat primer, one undercoat, two coats of gloss paint on surfaces of fencing and posts ne 300mm girth. | Fencing:Rub down, prepare for and apply one coat primer, one undercoat, two coats of gloss paint on surfaces of fencing and posts ne 300mm girth. | 10.0699
438021 |  | R | N | N | N | PA | GATES:PREPARE PRIME PAINT TIMBER GATES POSTS | Painting and Decorating | External Decoration | Oil Paint - Woodwork | SM | 26.6116 | Gates:Rub down, prepare for and apply one coat primer, one undercoat, two coats of gloss paint on surfaces of gates and posts (measured both sides). | Gates:Rub down, prepare for and apply one coat primer, one undercoat, two coats of gloss paint on surfaces of gates and posts (measured both sides). | 26.6116
438053 |  | R | N | N | N | PA | FENCING OPEN TYPE:PREPARE PRIME PAINT TIMBER | Painting and Decorating | External Decoration | Oil Paint - Woodwork | SM | 23.8323 | Fencing:Rub down, prepare for and apply one coat primer, one undercoat, two coats of gloss paint on isolated surfaces of open type fencing and posts (measured overall face one side). | Fencing:Rub down, prepare for and apply one coat primer, one undercoat, two coats of gloss paint on isolated surfaces of open type fencing and posts (measured overall face one side). | 23.8323
438055 |  | R | N | N | N | PA | FENCING CLOSE TYPE:PREPARE PRIME PAINT TIMBER | Painting and Decorating | External Decoration | Oil Paint - Woodwork | SM | 23.2467 | Fencing:Rub down, prepare for and apply one coat primer, one undercoat, two coats of gloss paint on isolated surfaces of close type fencing and posts (measured overall face one side). | Fencing:Rub down, prepare for and apply one coat primer, one undercoat, two coats of gloss paint on isolated surfaces of close type fencing and posts (measured overall face one side). | 23.2467
438112 |  | R | N | N | N | PA | FASCIAS,SOFFITS ETC:PAINT 2 GLOSS TIMBER NE 300MM | Painting and Decorating | External Decoration | Oil Paint - Existing Woodwork - Three Coat | LM | 11.9417 | Fascias, Soffits, Bargeboards etc.:Rub down, prepare for and apply one undercoat, two coats of gloss paint on existing painted surfaces of fascias, soffits, bargeboards and the like ne 300mm girth. | Fascias, Soffits, Bargeboards etc.:Rub down, prepare for and apply one undercoat, two coats of gloss paint on existing painted surfaces of fascias, soffits, bargeboards and the like ne 300mm girth. | 11.9417
438119 |  | R | N | N | N | PA | FENCING ISOLATED:PREPARE 2 GLOSS NE 300MM | Painting and Decorating | External Decoration | Oil Paint - Existing Woodwork - Three Coat | LM | 9.4966 | Fencing:Rub down, prepare for and apply one undercoat, two coats of gloss paint on existing painted surfaces of ranch fencing and posts ne 300mm girth. | Fencing:Rub down, prepare for and apply one undercoat, two coats of gloss paint on existing painted surfaces of ranch fencing and posts ne 300mm girth. | 9.4966
438121 |  | R | N | N | N | PA | GATES:PREPARE 2 GLOSS TIMBER GATES POSTS | Painting and Decorating | External Decoration | Oil Paint - Existing Woodwork - Three Coat | SM | 20.2572 | Gates:Rub down, prepare for and apply one undercoat, two coats of gloss paint on existing painted surfaces of gates and posts (measured both sides). | Gates:Rub down, prepare for and apply one undercoat, two coats of gloss paint on existing painted surfaces of gates and posts (measured both sides). | 20.2572
438123 |  | R | N | N | N | PA | FENCING OPEN TYPE:PREPARE 2 GLOSS TIMBER | Painting and Decorating | External Decoration | Oil Paint - Existing Woodwork - Three Coat | SM | 17.4777 | Fencing:Rub down, prepare for and apply one undercoat, two coats of gloss paint on isolated surfaces of open type fencing and posts (measured overall face one side). | Fencing:Rub down, prepare for and apply one undercoat, two coats of gloss paint on isolated surfaces of open type fencing and posts (measured overall face one side). | 17.4777
438125 |  | R | N | N | N | PA | FENCING CLOSE TYPE:PREPARE 2 GLOSS TIMBER | Painting and Decorating | External Decoration | Oil Paint - Existing Woodwork - Three Coat | SM | 17.1671 | Fencing:Rub down, prepare, spot prime and apply one undercoat, two coats of gloss paint on isolated surfaces of close type fencing and posts (measured overall face one side). | Fencing:Rub down, prepare, spot prime and apply one undercoat, two coats of gloss paint on isolated surfaces of close type fencing and posts (measured overall face one side). | 17.1671
438126 |  | R | N | Y | N | PA | BALUSTRADING OPEN TYPE:PREPARE 2 GLOSS TIMBER | Painting and Decorating | External Decoration | Oil Paint - Existing Woodwork - Three Coat | SM | 23.0367 | Balustrading:Rub down, prepare for and apply one undercoat, two coats of gloss paint on isolated surfaces of open type balustrading and posts (measured overall face one side). | Balustrading:Rub down, prepare for and apply one undercoat, two coats of gloss paint on isolated surfaces of open type balustrading and posts (measured overall face one side). | 23.0367
438128 |  | R | N | Y | N | PA | BALUSTRADING CLOSE TYPE:PREPARE 2 GLOSS TIMBER | Painting and Decorating | External Decoration | Oil Paint - Existing Woodwork - Three Coat | SM | 21.4974 | Balustrading:Rub down, prepare for and apply one undercoat, two coats of gloss paint on isolated surfaces of close type balustrading and posts (measured overall face one side). | Balustrading:Rub down, prepare for and apply one undercoat, two coats of gloss paint on isolated surfaces of close type balustrading and posts (measured overall face one side). | 21.4974
438162 |  | R | N | N | N | PA | FASCIAS,SOFFITS ETC:PAINT 1 GLOSS TIMBER NE 300MM | Painting and Decorating | External Decoration | Oil Paint - Existing Woodwork - Two Coat | LM | 8.8831 | Fascias, Soffits, Bargeboards etc.:Rub down, prepare for and apply one undercoat, one coat of gloss paint on existing painted surfaces of fascias, soffits, bargeboards and the like ne 300mm girth. | Fascias, Soffits, Bargeboards etc.:Rub down, prepare for and apply one undercoat, one coat of gloss paint on existing painted surfaces of fascias, soffits, bargeboards and the like ne 300mm girth. | 8.8831
438169 |  | R | N | N | N | PA | FENCING ISOLATED:PREPARE 1 GLOSS NE 300MM | Painting and Decorating | External Decoration | Oil Paint - Existing Woodwork - Two Coat | LM | 6.3545 | Fencing:Rub down, prepare for and apply one undercoat, one coat of gloss paint on existing painted surfaces of ranch fencing and posts ne 300mm girth. | Fencing:Rub down, prepare for and apply one undercoat, one coat of gloss paint on existing painted surfaces of ranch fencing and posts ne 300mm girth. | 6.3545
438171 |  | R | N | N | N | PA | GATES:PREPARE 1 GLOSS TIMBER GATES POSTS | Painting and Decorating | External Decoration | Oil Paint - Existing Woodwork - Two Coat | SM | 13.4171 | Gates:Rub down, prepare for and apply one undercoat, one coat of gloss paint on existing painted surfaces of gates and posts (measured both sides). | Gates:Rub down, prepare for and apply one undercoat, one coat of gloss paint on existing painted surfaces of gates and posts (measured both sides). | 13.4171
438173 |  | R | N | N | N | PA | FENCING OPEN TYPE:PREPARE 1 GLOSS TIMBER | Painting and Decorating | External Decoration | Oil Paint - Existing Woodwork - Two Coat | SM | 11.7494 | Fencing:Rub down, prepare for and apply one undercoat, one coat of gloss paint on isolated surfaces of open type fencing and posts (measured overall face one side). | Fencing:Rub down, prepare for and apply one undercoat, one coat of gloss paint on isolated surfaces of open type fencing and posts (measured overall face one side). | 11.7494
438175 |  | R | N | N | N | PA | FENCING CLOSE TYPE:PREPARE 1 GLOSS TIMBER | Painting and Decorating | External Decoration | Oil Paint - Existing Woodwork - Two Coat | SM | 11.6203 | Fencing:Rub down, prepare, spot prime and apply one undercoat, one coat of gloss paint on isolated surfaces of close type fencing and posts (measured overall face one side). | Fencing:Rub down, prepare, spot prime and apply one undercoat, one coat of gloss paint on isolated surfaces of close type fencing and posts (measured overall face one side). | 11.6203
438201 |  | R | N | N | N | PA | SURFACES:PREPARE PRIME 3 COATS DECORATIVE STAIN | Painting and Decorating | External Decoration | Decorative Wood Protection - Woodwork | SM | 18.3901 | Surfaces:Rub down, prepare for and apply touch up primer and apply three coats of decorative wood stain on external general surfaces of woodwork. | Surfaces:Rub down, prepare for and apply touch up primer and apply three coats of decorative wood stain on external general surfaces of woodwork. | 18.3901
438202 |  | R | N | Y | N | PA | FASCIAS,SOFFITS ETC:3 COATS DEC STAIN NE 300MM | Painting and Decorating | External Decoration | Decorative Wood Protection - Woodwork | LM | 10.3317 | Fascias, Soffits, Bargeboards etc.:Rub down, prepare for and apply touch up primer and apply three coats of decorative wood stain on surfaces of fascias, soffits, bargeboards etc. ne 300mm girth. | Fascias, Soffits, Bargeboards etc.:Rub down, prepare for and apply touch up primer and apply three coats of decorative wood stain on surfaces of fascias, soffits, bargeboards and the like ne 300mm girth. | 10.3317
438203 |  | R | N | N | N | PA | WINDOW:PREPARE PRIME 3 COATS DECORATIVE STAIN | Painting and Decorating | External Decoration | Decorative Wood Protection - Woodwork | SM | 25.886 | Window:Rub down, prepare for and apply touch up primer and apply three coats of decorative wood stain on surfaces of timber window (one side and edges). | Window:Rub down, prepare for and apply touch up primer and apply three coats of decorative wood stain on surfaces of timber window (one side and edges). | 25.886
438209 |  | R | N | N | N | PA | FRAME:PREPARE 3 COATS DECORATIVE FRAME NE 300MM | Painting and Decorating | External Decoration | Decorative Wood Protection - Woodwork | LM | 8.1683 | Frame:Rub down, prepare for, and apply touch up primer and three coats of decorative wood stain to external surfaces timber sub-frame, ne 300mm girth. | Frame:Rub down, prepare for, and apply touch up primer and three coats of decorative wood stain to external surfaces timber sub-frame, ne 300mm girth. | 8.1683
438211 |  | R | N | N | N | PA | DOOR:PREPARE 3 COATS DECORATIVE STAIN (O/S) | Painting and Decorating | External Decoration | Decorative Wood Protection - Woodwork | IT | 29.7119 | Door:Rub down, prepare for and apply touch up primer and apply three coats decorative wood stain on external surfaces of any size type of single door (one side and edges). | Door:Rub down, prepare for and apply touch up primer and apply three coats decorative wood stain on external surfaces of any size type of single door (one side and edges). | 29.7119
438213 |  | R | N | N | N | PA | DOOR:PREPARE 3 COATS DECORATIVE STAIN (B/S) | Painting and Decorating | External Decoration | Decorative Wood Protection - Woodwork | IT | 52.3789 | Door:Rub down, prepare for and apply touch up primer and apply three coats decorative wood stain on external surfaces of any size type of single door (both sides and edges). | Door:Rub down, prepare for and apply touch up primer and apply three coats decorative wood stain on external surfaces of any size type of single door (both sides and edges). | 52.3789
438215 |  | R | N | N | N | PA | DOOR:PREPARE 3 COAT DECORATIVE STAIN GLAZED (O/S) | Painting and Decorating | External Decoration | Decorative Wood Protection - Woodwork | IT | 21.9183 | Door:Rub down, prepare for and apply touch up primer and apply three coats of decorative wood stain on any size type single glazed timber door (one side and edges). | Door:Rub down, prepare for and apply touch up primer and apply three coats of decorative wood stain on any size type single glazed timber door (one side and edges). | 21.9183
438217 |  | R | N | N | N | PA | DOOR:PREPARE 3 COAT DECORATIVE STAIN GLAZED (B/S) | Painting and Decorating | External Decoration | Decorative Wood Protection - Woodwork | IT | 38.266 | Door:Rub down, prepare for and apply touch up primer and three coats of decorative wood stain on any size type single glazed timber door (both sides and edges). | Door:Rub down, prepare for and apply touch up primer and three coats of decorative wood stain on any size type single glazed timber door (both sides and edges). | 38.266
438219 |  | R | N | N | N | PA | FENCING:PREPARE 3 COATS DECORATIVE STAIN NE 300MM | Painting and Decorating | External Decoration | Decorative Wood Protection - Woodwork | LM | 9.28 | Fencing:Rub down, prepare for and apply touch up primer and three coats of decorative wood stain on surfaces of ranch fencing and posts ne 300mm girth. | Fencing:Rub down, prepare for and apply touch up primer and three coats of decorative wood stain on surfaces of ranch fencing and posts ne 300mm girth. | 9.28
438221 |  | R | N | N | N | PA | GATES:PREPARE 3 COATS DECORATIVE STAIN GATES POSTS | Painting and Decorating | External Decoration | Decorative Wood Protection - Woodwork | IT | 21.3736 | Gates:Rub down, prepare and apply three coats of decorative wood stain to both sides of any size type existing decorated single timber gate including all edges and on general surfaces of posts. | Gates:Rub down, prepare for and apply touch up primer and apply three coats of decorative wood stain to both sides of any size type existing decorated single timber gate including all edges and on general surfaces of posts. | 21.3736
438401 |  | R | N | N | N | PA | WALLS:PREPARE 2 COATS BITUMIN DAMP PROOF | Specialist Treatments | Specialist Treatments | Bituminous Emulsion Damp Proofing Solution - Ext | SM | 15.4936 | Walls:Brush down and prepare for and apply two coats of bituminous emulsion damp-proofing solution general surfaces of walls. | Walls:Brush down and prepare for and apply two coats of bituminous emulsion damp proofing solution general surfaces of walls. | 15.4936
438601 |  | R | N | N | N | PA | PIPEWORK:PREPARE 2 COATS ANTI CLIMB TO PIPES | Specialist Treatments | Specialist Treatments | Anti-Vandal Paint - External Pipework | LM | 14.0896 | Pipework:Wire brush, prepare for and apply one coat zinc phosphate primer and one coat of non- drying anti-vandal paint to external pipework, ne 300mm girth including brackets. | Pipework:Wire brush, prepare for and apply one coat zinc phosphate primer and one coat of non-drying anti-vandal paint to external pipework, ne 300mm girth including brackets. | 14.0896
438611 |  | R | N | N | N | PA | WALLS:PREPARE APPLY 2 COATS ANTI CLIMB | Specialist Treatments | Specialist Treatments | Anti-Vandal Paint - External Walls | SM | 28.8265 | Walls:brush down surfaces of brickwork, concrete or timber, apply one coat of primer and one coat of non-drying anti-vandal paint strictly in accordance with the manufacturers technical data sheet. | Walls:brush down surfaces of brickwork, concrete or timber, apply one coat of primer and one coat of non-drying anti-vandal paint strictly in accordance with the manufacturers technical data sheet. | 28.8265
439201 |  | R | N | N | N | PA | SURFACES:APPLY 1 COAT OPAQUE PRESERVATIVE | Painting and Decorating | External Decoration | Opaque Fencing Timber Preservative - Ext Woodwork | SM | 6.1435 | Surfaces:Rub down, prepare for and apply one coat of opaque fencing timber preservative on external general surfaces of timber cladding etc. | Surfaces:Rub down, prepare for and apply one coat of opaque fencing timber preservative on external general surfaces of timber cladding etc. | 6.1435
439203 |  | R | N | N | N | PA | FENCING OPEN TYPE:APPLY 1 COAT OPAQUE PRESERVATIVE | Painting and Decorating | External Decoration | Opaque Fencing Timber Preservative - Ext Woodwork | SM | 4.0317 | Fencing:Rub down, prepare for and apply one coat of opaque fencing timber preservative on surfaces of timber open type fencing and posts. (measured overall one side). | Fencing:Rub down, prepare for and apply one coat of opaque fencing timber preservative on surfaces of timber open type fencing and posts. (measured overall one side). | 4.0317
439205 |  | R | N | N | N | PA | FENCING CLOSE TYPE:APPLY 1 CT OPAQUE PRESERVATIVE | Painting and Decorating | External Decoration | Opaque Fencing Timber Preservative - Ext Woodwork | SM | 4.1136 | Fencing:Rub down, prepare for and apply one coat of opaque fencing timber preservative on surfaces of timber close type fencing and posts. (measured overall one side). | Fencing:Rub down, prepare for and apply one coat of opaque fencing timber preservative on surfaces of timber close type fencing and posts. (measured overall one side). | 4.1136
439207 |  | R | N | N | N | PA | GATES:APPLY 1 COAT OPAQUE PRESERVATIVE | Painting and Decorating | External Decoration | Opaque Fencing Timber Preservative - Ext Woodwork | SM | 4.5874 | Gates:Rub down, prepare for and apply one coat of opaque fencing timber preservative on surfaces of timber gates and posts (measured both sides). | Gates:Rub down, prepare for and apply one coat of opaque fencing timber preservative on surfaces of timber gates and posts (measured both sides). | 4.5874
439211 |  | R | N | N | N | PA | SURFACES:APPLY 2 COAT OPAQUE PRESERVATIVE | Painting and Decorating | External Decoration | Opaque Fencing Timber Preservative - Ext Woodwork | SM | 6.5945 | Surfaces:Rub down, prepare for and apply two coats of opaque fencing timber preservative on external general surfaces of timber cladding etc. | Surfaces:Rub down, prepare for and apply two coats of opaque fencing timber preservative on external general surfaces of timber cladding etc. | 6.5945
439213 |  | R | N | N | N | PA | FENCING OPEN TYPE:APPLY 2 COAT OPAQUE PRESERVATIVE | Painting and Decorating | External Decoration | Opaque Fencing Timber Preservative - Ext Woodwork | SM | 5.8514 | Fencing:Rub down, prepare for and apply two coats of opaque fencing timber preservative on surfaces of timber open type fencing and posts (measured overall one side). | Fencing:Rub down, prepare for and apply two coats of opaque fencing timber preservative on surfaces of timber open type fencing and posts (measured overall one side). | 5.8514
439215 |  | R | N | N | N | PA | FENCING CLOSE TYPE:APPLY 2 CTS OPAQUE PRESERVATIVE | Painting and Decorating | External Decoration | Opaque Fencing Timber Preservative - Ext Woodwork | SM | 5.9918 | Fencing:Rub down, prepare for and apply two coats of opaque fencing timber preservative on surfaces of timber close type fencing and posts (measured overall one side). | Fencing:Rub down, prepare for and apply two coats of opaque fencing timber preservative on surfaces of timber close type fencing and posts (measured overall one side). | 5.9918
439217 |  | R | N | N | N | PA | GATES:APPLY 2 COAT OPAQUE PRESERVATIVE | Painting and Decorating | External Decoration | Opaque Fencing Timber Preservative - Ext Woodwork | SM | 6.9632 | Gates:Rub down, prepare for and apply two coats of opaque fencing timber preservative on surfaces of timber gates and posts (measured both sides). | Gates:Rub down, prepare for and apply two coats of opaque fencing timber preservative on surfaces of timber gates and posts (measured both sides). | 6.9632
441001 |  | X | N | N | N | PA | WASH:WASH SURFACES TO ANY ROOM | Painting and Decorating | Internal Decoration | Wash Down | IT | 27.4198 | Wash:Wash down ceiling, walls, woodwork and metalwork to any size room. | Wash:Wash down ceiling, walls, woodwork and metalwork to any size room. | 27.4198
441003 |  | X | N | N | N | PA | WASH:WASH SURFACES OF HALL LANDING STAIR | Painting and Decorating | Internal Decoration | Wash Down | IT | 52.2296 | Wash:Wash down ceiling, walls, woodwork and metalwork to any size hall, landing and staircase area (classified as a single area). | Wash:Wash down ceiling, walls, woodwork and metalwork to any size hall, landing and staircase area (classified as a single area). | 52.2296
441101 |  | X | N | Y | N | PA | ROOM:PREPARATION FOR DECORATION BY OTHERS | Painting and Decorating | Internal Decoration | Preparation for Decoration by Customers | IT | 23.9892 | Room:Preparation for decoration by others (Via Decoration Allowances), fill in holes not arising from removal of previous tenants contents, make good around pipes etc., remove plaster splashes etc. | Room:Preparation for decoration by others (Via Decoration Allowance granted by Client or occupiers liability), fill in existing holes not arising out of removal of previous tenants contents, make good around pipes, electrical accessories, radiator brackets and the like, remove plaster splashes, nibs etc. | 23.9892
441401 | New | X | N | N | N | PA | ROOM:STRIP WALLPAPER | Painting and Decorating | Internal Decoration | Strip Paper to Walls and Ceilings | SM | 6.1439 | Room:Strip any number of layers of any type of wallpaper or wall covering from walls and ceilings with any extra preparation for new decoration (Msd nett square metreage of wall or ceiling stripped) | Room:Strip any number of layers of any type of wallpaper or wall covering from walls and ceilings including any extra preparation to receive new decoration (Measured nett square metreage of wall or ceiling stripped) | 6.1439
441403 | New | X | N | N | N | PA | ROOM:STRIP PAINTED WALLPAPER PAPER | Painting and Decorating | Internal Decoration | Strip Painted Paper to Walls and Ceilings | SM | 7.826 | Room:Strip any number of layers of any type of painted wallpaper or wall covering from walls and ceilings with any extra preparation for decoration (Msd nett area of wall or ceiling stripped) | Room:Strip any number of layers of any type of painted wallpaper or wall covering from walls and ceilings including any extra preparation to receive new decoration (Measured nett square metreage of wall or ceiling stripped) (Only to be charged when specifically instructed by Client Representative). | 7.826
441501 |  | X | N | N | N | PA | CEILINGS:STRIP POLYSTYRENE TILES | Painting and Decorating | Internal Decoration | Strip Polystyrene Ceiling Tiles | SM | 23.5226 | Ceilings:Strip polystyrene ceiling tiles and make good surfaces of ceiling and walls and remove waste and debris. | Ceilings:Strip polystyrene ceiling tiles and make good surfaces of ceiling and walls and remove waste and debris. | 23.5226
442001 |  | X | N | N | N | PA | WALLS AND CEILINGS:APPLY MIST 2 COATS EMULSION | Painting and Decorating | Internal Decoration | Sundry Redecoration | SM | 7.8641 | Walls and Ceilings:Prepare and apply one mist coat and two full coats of emulsion paint to walls or ceilings to match existing including all joints to adjacent surfaces and finishes. | Walls and Ceilings:Prepare and apply one mist coat and two full coats of emulsion paint to walls or ceilings to match existing including all joints to adjacent surfaces and finishes. | 7.8641
442003 |  | X | N | N | N | PA | WALLS AND CEILINGS:APPLY 2 COATS EGGSHELL GLOSS | Painting and Decorating | Internal Decoration | Sundry Redecoration | SM | 9.9966 | Walls and Ceilings:Prepare and apply two coats of eggshell or undercoat and gloss paint to walls or ceilings to match existing including all joints to adjacent surfaces and finishes. | Walls and Ceilings:Prepare and apply two coats of eggshell or undercoat and gloss paint to walls or ceilings to match existing including all joints to adjacent surfaces and finishes. | 9.9966
442005 | New | X | N | N | N | PA | WALLS AND CEILINGS:HANG LINING PAPER (NO DECORATE) | Painting and Decorating | Internal Decoration | Sundry Redecoration | SM | 9.403 | Walls and Ceilings:Prepare, size and hang lining, woodchip or anaglypta paper to walls or ceilings to match existing and leave for decoration by others. | Walls and Ceilings:Prepare, size and hang lining, woodchip or anaglypta paper to walls or ceilings to match existing and leave for decoration by others. | 9.403
442009 |  | X | N | N | N | PA | WALLS AND CEILINGS:HANG LINING,WOODCHIP | Painting and Decorating | Internal Decoration | Sundry Redecoration | SM | 15.0377 | Walls and Ceilings:Prepare, size and hang lining, woodchip or anaglypta paper, to walls or ceilings to match existing, prepare and apply two coats of emulsion paint | Walls and Ceilings:Prepare, size and hang lining, woodchip or anaglypta paper, to walls or ceilings to match existing and prepare and apply two coats of emulsion paint to papered surfaces including all joints to adjacent finishes and surfaces. | 15.0377
442011 |  | X | N | N | Y | PA | WALLS:HANG WALLPAPER | Painting and Decorating | Internal Decoration | Sundry Redecoration | SM | 10.1784 | Walls:Prepare, size and hang approved wallpaper, to walls to match existing including all joints to adjacent finishes and surfaces. | Walls:Prepare, size and hang approved wallpaper, to walls to match existing including all joints to adjacent finishes and surfaces. | 10.1784
442101 |  | R | N | N | N | PA | WALLS AND CEILINGS:APPLY MIST COAT TO NEW PLASTER | Painting and Decorating | Internal Decoration | Sundry Redecoration | SM | 3.1773 | Walls and Ceilings:Apply mist coat of diluted emulsion to new plaster in Void Property. | Walls and Ceilings:Apply mist coat of diluted emulsion to new plaster. | 3.1773
442201 |  | R | N | N | N | PA | WALLS:APPLY 2 COATS OF ANTI CONDENSATION PAINT | Painting and Decorating | Internal Decoration | Anti Condensation Paint | SM | 10.2631 | Walls:Wash down, prepare and apply one mist coat and two full coats of anti-condensation insulating emulsion paint to previously painted walls in Void Property. | Walls:Wash down, prepare and apply one mist coat and two full coats of anti-condensation insulating emulsion paint to previously painted walls. | 10.2631
442203 |  | R | N | N | N | PA | CEILINGS:APPLY 2 COATS OF ANTI CONDENSATION PAINT | Painting and Decorating | Internal Decoration | Anti Condensation Paint | SM | 10.2631 | Ceilings:Wash down, prepare and apply prepare and apply one mist coat and two full coats of anti-condensation insulating emulsion paint to previously painted ceilings in Void Property. | Ceilings:Wash down, prepare and apply prepare and apply one mist coat and two full coats of anti-condensation insulating emulsion paint to previously painted ceilings. | 10.2631
442501 |  | R | N | N | N | PA | SURFACES:APPLY BACTDET AND HALOPHEN | Specialist Treatments | Mould Eradication | Mould Treatment | SM | 30.1822 | Surfaces:Prepare, wash down with RLT Bactdet solution, prepare and apply one coat RLT Halophen solution to walls or ceilings in accordance with manufacturers data sheet, 2 coats of Biocheck matt. | Surfaces:Prepare, wash down with RLT Bactdet solution, fill in small holes, cracks etc. and apply one coat RLT Halophen solution to walls or ceilings in accordance with manufacturers technical data sheet and apply two coats of MGC MGC Biocheck matt or silk emulsion to walls and ceilings. | 30.1822
442503 |  | R | N | N | N | PA | SURFACES:ADD MGC ADDITIVE | Specialist Treatments | Mould Eradication | Mould Treatment | NO | 10.4425 | Surfaces:Add sachet of MGC additive to paint or paste or wall tiling grout as specified (per sachet). | Surfaces:Add sachet of MGC additive to paint or paste or wall tiling grout as specified (per sachet). | 10.4425
442505 |  | R | N | N | N | PA | SURFACES:REDECORATE TREATMENT | Specialist Treatments | Mould Eradication | Mould Treatment | SM | 26.3441 | Surfaces:Prepare, wash down with RLT Bactdet solution, prepare, apply 1 liberal coat of IDP by brush to any badly stained areas and apply RLT Halophen to walls or ceilings as specified. | Surfaces:Prepare, wash down with RLT Bactdet solution, fill in small holes, cracks etc., apply one liberal coat of IDP by brush to any badly stained areas and apply RLT Halophen to walls or ceilings as specified and in accordance with manufacturers technical data sheet. | 26.3441
442507 |  | R | N | N | N | PA | SURFACES:APPLY 2 COATS BIOCHECK | Specialist Treatments | Mould Eradication | Mould Treatment | SM | 12.9763 | Surfaces:Prepare and apply two coats of Biocheck matt or silk emulsion to walls or ceilings as specified and directed. | Surfaces:Prepare and apply two coats of MGC MGC Biocheck matt or silk emulsion to walls or ceilings as specified and in accordance with manufacturers technical data sheet. | 12.9763
442509 |  | R | N | N | N | PA | SURFACES:SEAL WITH HALOBOND | Specialist Treatments | Mould Eradication | Mould Treatment | SM | 7.0269 | Surfaces:Prepare, rub down and wash down surfaces and apply one coat of Halophane Bonding Solution walls and ceilings as specified and in accordance with manufacturers technical data sheet. | Surfaces:Prepare, rub down and wash down surfaces and apply one coat of Halophane Bonding Solution walls and ceilings as specified and in accordance with manufacturers technical data sheet. | 7.0269
442511 |  | R | N | N | N | PA | SURFACES:APPLY BACTDET TO EXISTING SURFACES | Specialist Treatments | Mould Eradication | Mould Treatment | SM | 18.1242 | Surfaces:Prepare, wash down existing surfaces of mould affected paper or plaster with RLT Bactdet solution to walls or ceilings in accordance with manufacturers technical data sheet. | Surfaces:Prepare, wash down existing surfaces of mould affected paper or plaster with RLT Bactdet solution to walls or ceilings in accordance with manufacturers technical data sheet. | 18.1242
442513 |  | R | N | N | N | PA | SURFACES:APPLY BACTDET TO STRIPPED SURFACES | Specialist Treatments | Mould Eradication | Mould Treatment | SM | 16.1058 | Surfaces:Prepare, wash down stripped surfaces of plaster with RLT Bactdet solution to walls or ceilings in accordance with manufacturers technical data sheet. | Surfaces:Prepare, wash down stripped surfaces of plaster with RLT Bactdet solution to walls or ceilings in accordance with manufacturers technical data sheet. | 16.1058
442515 |  | R | N | N | N | PA | SURFACES:APPLY HALOPHEN | Specialist Treatments | Mould Eradication | Mould Treatment | SM | 6.7458 | Surfaces:Prepare and apply one coat RLT Halophen solution to walls or ceilings in accordance with manufacturers technical data sheet. | Surfaces:Prepare and apply one coat RLT Halophen solution to walls or ceilings in accordance with manufacturers technical data sheet. | 6.7458
442517 |  | R | N | N | N | PA | WALLS:APPLY SEMPATAP | Specialist Treatments | Mould Eradication | Mould Treatment | SM | 62.1391 | Surfaces:Wash down surfaces of walls prepare, apply one coat of Sempatap primer, prepare and apply Sempatap to wall with Sempatap adhesive, all labours, fill joints with Sempatap sealant. | Surfaces:Wash down surfaces of walls and fill in small holes, cracks etc., apply one coat of Sempatap primer to any loose paint or plaster, prepare and apply Sempatap to wall with Sempatap adhesive, cut around all sockets, switch plates, pipes, brackets and the like, fill open joints with Sempatap sealant, fix Sempatap external tape to external angles all in accordance with the manufacturers technical data sheet and leave ready for redecoration as specified and remove waste and debris. | 62.1391
442519 |  | R | N | N | N | PA | FLOORS:APPLY SEMPAFLOOR | Specialist Treatments | Mould Eradication | Mould Treatment | SM | 54.3573 | Floors:Wash down all floors, make good surfaces, fix Sempafloor to floor with Sempafloor adhesive, all labours, fill joints with Sempatap sealant, all as the manufacturers technical data sheet. | Floors:Wash down all floors, make good surfaces as necessary, fix Sempafloor to floor with Sempafloor adhesive, cut around pipes and the like, fill open joints with Sempatap sealant, all in accordance with the manufacturers technical data sheet and leave ready for new floor covering and remove waste and debris. | 54.3573
442521 |  | R | N | N | N | SP | MOULD:APPLY SPRAY AND CLEAN CARPETS | Specialist Treatments | Mould Eradication | Mould Treatment | SM | 9.5606 | Mould:Prepare surfaces and apply approved spray to carpets and remove mould infestation in accordance with technical data sheet, complete treatment and steam clean carpets. | Mould:Prepare surfaces and apply approved spray to carpets and remove mould infestation in accordance with manufacturers technical data sheet, complete treatment steam clean carpet. | 9.5606
442523 |  | R | N | N | N | SP | MOULD:APPLY SPRAY AND CLEAN CURTAINS/FURNITURE | Specialist Treatments | Mould Eradication | Mould Treatment | IT | 16.0663 | Mould:Prepare surfaces and apply approved spray to curtains and furniture, remove mould infestation in accordance with technical data sheet, complete treatment and steam clean curtains and furniture. | Mould:Prepare surfaces and apply approved spray to curtains and other infected items of furniture and remove mould infestation in accordance with manufacturers technical data sheet, complete treatment, steam clean curtains and items of furniture. | 16.0663
442525 |  | R | N | N | N | SP | MOULD:CLEAN APPLY FUNGICIDAL SEALANT TO WINDOWS | Specialist Treatments | Mould Eradication | Mould Treatment | LM | 10.2571 | Mould:Clean off external surfaces of UPVc or GRP windows, doors, door frames and cills etc., apply clear mould spray and approved GRP cleaner, hack out and renew fungicidal sealant around frames/cills | Mould:Clean off external surfaces of UPVc or GRP double glazed windows, doors, doors frames and cills etc., and remove mould, using a clear mould spray, apply a second coat of an approved GRP cleaner and clean off, hack out and renew with approved fungicidal sealant around frames and cills. | 10.2571
442527 |  | R | N | N | N | SP | MOULD:WASHDOWN AND CLEAN FROM PVCU WINDOW INT | Specialist Treatments | Mould Eradication | Mould Treatment | SM | 7.8638 | Mould:Clean off internal surfaces of UPVc or GRP windows, doors, door frames and cills etc., apply clear mould spray and approved GRP cleaner, use an approved glass cleaner to buff clear. | Mould:Clean off internal surfaces to UPVc or GRP double glazed windows, doors, door frames and cills etc., and remove mould, using a clear mould spray, apply a second coat of an approved GRP cleaner and clean off, use an approved glass cleaner to apply 3rd coat to glass and buff clear. | 7.8638
442529 |  | R | N | N | N | SP | MOULD:WASHDOWN AND CLEAN FROM PVCU WINDOW EXT | Specialist Treatments | Mould Eradication | Mould Treatment | SM | 8.9756 | Mould:Clean off external surfaces of UPVc or GRP windows, doors, door frames and cills etc., apply clear mould spray and approved GRP cleaner, use an approved glass cleaner to buff clear. | Mould:Clean off external surfaces to UPVc or GRP double glazed windows, doors, door frames and cills etc., and remove mould, using a clear mould spray, apply a second coat of an approved GRP cleaner and clean off, use an approved glass cleaner to apply 3rd coat to glass and buff clear. | 8.9756
442531 |  | R | N | N | N | SP | MOULD:TREAT ROOM UP TO 20SM CEILING AREA | Specialist Treatments | Mould Eradication | Mould Treatment | IT | 515.9183 | Mould:Treat room up to 20sm ceiling area for mould including windows, doors, walls, ceilings and floors using approved materials in accordance with manufacturers technical data sheets. | Mould:Treat room up to 20sm ceiling area for mould including apply clear mould spray to UPVc or GRP double glazed windows, doors, door frames and cills etc., and remove mould, use an approved GRP cleaner to apply second coat and clean off window, doors, door frames and cill etc., use approved glass cleaner to apply 3rd coat to glass and buff clear, prepare and wash down wall and ceiling surfaces with Bactdet solution, fill in small holes, cracks etc. and apply one coat Halophen solution to walls or ceilings in accordance with manufacturers technical data sheet and apply two coats of MGC MGC Biocheck matt or silk emulsion to walls and ceilings. | 515.9183
442533 |  | R | N | N | N | SP | MOULD:TREAT ROOM OVER 20SM CEILING AREA | Specialist Treatments | Mould Eradication | Mould Treatment | IT | 948.4414 | Mould:Treat room greater than 20sm ceiling area for mould including windows, doors, walls, ceilings and floors using approved materials in accordance with manufacturers technical data sheets. | Mould:Treat room over 20sm ceiling area for mould including apply clear mould spray to UPVc or GRP double glazed windows, doors, door frames and cills etc., and remove mould, use an approved GRP cleaner to apply second coat and clean off window, doors, door frames and cill etc., use approved glass cleaner to apply 3rd coat to glass and buff clear. Wall and Ceiling Surfaces:Prepare, wash down with RLT Bactdet solution, fill in small holes, cracks etc. and apply one coat RLT Halophen solution to walls or ceilings in accordance with manufacturers technical data sheet and apply two coats of MGC MGC Biocheck matt or silk emulsion to walls and ceilings. | 948.4414
442651 |  | R | N | N | N | PA | RADIATOR:PREPARE, PAINT RADIATOR AND BRACKETS | Painting and Decorating | Internal Decoration | Oil Paint - Internal Metalwork | SM | 21.9483 | Radiator:Wire brush, prepare, apply one undercoat, one coat of gloss on existing painted surfaces of cast iron sectional or steel panel radiator including brackets (measured surface to be decorated). | Radiator:Wire brush, prepare and apply one undercoat, one coat of gloss paint on existing painted surfaces of cast iron sectional or steel panel radiator including brackets (measured surface to be decorated). | 21.9483
450001 |  | X | N | N | N | PA | ROOM:REDECORATE UPTO 20SM CEILING AREA | Painting and Decorating | Internal Decoration | Paintwork to Ceiling, Walls, Woodwork | IT | 287.8435 | Room:Rub down, prepare for and apply two coats of emulsion to ceilings and walls, one undercoat and gloss on all painted surfaces of any room ne 20.00sm ceiling area. | Room:Rub down, prepare for and apply two coats of emulsion to ceilings and walls, one undercoat and gloss on all previously painted surfaces of room upto 20.00sm ceiling area. | 287.8435
450009 |  | X | N | N | N | PA | HALL STAIRS:REDECORATE 2 STOREY | Painting and Decorating | Internal Decoration | Paintwork to Ceiling, Walls, Woodwork | IT | 726.2252 | Hall Stairs:Rub down, prepare, apply two coats emulsion to ceilings, walls, one undercoat and gloss on painted surfaces of 2 storey hall, landing and staircase area (single area). | Hall Stairs:Rub down, prepare for and apply two coats of emulsion to ceilings and walls, one undercoat and gloss on all previously painted surfaces of hall, landing and staircase area complete (2 storey, classified as a single area). | 726.2252
450010 |  | X | N | N | N | PA | HALL STAIRS:REDECORATE 3 STOREY | Painting and Decorating | Internal Decoration | Paintwork to Ceiling, Walls, Woodwork | IT | 1066.3251 | Hall Stairs:Rub down, prepare, apply two coats emulsion to ceilings and walls, one undercoat and gloss on all other surfaces of staircase area complete (3 storey) (classified as a single area). | Hall Stairs:Rub down, prepare for and apply two coats of emulsion to ceilings and walls, one undercoat and gloss on all previously painted surfaces of hall, landing and staircase area complete (3 storey, classified as a single area). | 1066.3251
450011 |  | X | N | N | N | PA | HALL:REDECORATE COMPLETE OVER 3SM CEILING AREA | Painting and Decorating | Internal Decoration | Paintwork to Ceiling, Walls, Woodwork | IT | 265.1957 | Hall:Rub down, prepare, apply two coats of emulsion to ceilings, walls, one undercoat and gloss on painted surfaces of corridor, lobby, hall over 3.00sm ceiling area (single area). | Hall:Rub down, prepare for and apply two coats of emulsion to ceilings and walls, one undercoat and gloss on all previously painted surfaces of lobby, hall or corridor over 3.00sm ceiling area complete (classified as a single area). | 265.1957
450017 |  | X | N | N | N | PA | LOBBY:REDECORATE COMPLETE NE 3SM CEILING AREA | Painting and Decorating | Internal Decoration | Paintwork to Ceiling, Walls, Woodwork | IT | 145.9167 | Lobby:Rub down, prepare, apply two coats of emulsion to ceilings, walls, one undercoat and gloss on painted surfaces of lobby or hall ne 3.00sm ceiling area (class as single area). | Lobby:Rub down, prepare for and apply two coats of emulsion to ceilings and walls, one undercoat and gloss on all previously painted surfaces of lobby or hall ne 3.00sm ceiling area complete (classified as a single area). | 145.9167
450019 |  | X | N | N | N | PA | ROOM:REDECORATE 20-25SM CEILING AREA | Painting and Decorating | Internal Decoration | Paintwork to Ceiling, Walls, Woodwork | IT | 364.7643 | Room:Rub down, prepare for and apply two coats of emulsion to ceilings and walls, one undercoat and gloss on all previously painted surfaces of room over 20.00 and ne 25.00sm ceiling area. | Room:Rub down, prepare for and apply two coats of emulsion to ceilings and walls, one undercoat and gloss on all previously painted surfaces of room over 20.00 and ne 25.00sm ceiling area. | 364.7643
450023 |  | X | N | N | N | PA | ROOM:REDECORATE 25-30SM CEILING AREA | Painting and Decorating | Internal Decoration | Paintwork to Ceiling, Walls, Woodwork | IT | 440.5504 | Room:Rub down, prepare for and apply two coats of emulsion to ceilings and walls, one undercoat and gloss on all previously painted surfaces of room over 25.00 and ne 30.00sm ceiling area. | Room:Rub down, prepare for and apply two coats of emulsion to ceilings and walls, one undercoat and gloss on all previously painted surfaces of room over 25.00 and ne 30.00sm ceiling area. | 440.5504
450027 |  | X | N | N | N | PA | ROOM:REDECORATE OVER 30SM CEILING AREA | Painting and Decorating | Internal Decoration | Paintwork to Ceiling, Walls, Woodwork | IT | 516.0322 | Room:Rub down, prepare for and apply two coats of emulsion to ceilings and walls, one undercoat and gloss on all previously painted surfaces of room over 30.00sm ceiling area. | Room:Rub down, prepare for and apply two coats of emulsion to ceilings and walls, one undercoat and gloss on all previously painted surfaces of room over 30.00sm ceiling area. | 516.0322
450031 |  | X | N | N | N | PA | CORRIDOR/COMMUNAL AREA:REDECORATE | Painting and Decorating | Internal Decoration | Paintwork to Ceiling, Walls, Woodwork | SM | 20.3154 | Corridor/Communal Area:Rub down, prepare, apply two coats of emulsion to ceilings and walls, one undercoat and gloss on other previously painted surfaces of corridors etc (msd per sm of ceiling area). | Corridor/Communal Area:Rub down, prepare for and apply two coats of emulsion to ceilings and walls, one undercoat and gloss on all previously painted surfaces of corridors, open communal areas etc. (measured per square metre of ceiling area). | 20.3154
450033 |  | X | N | N | N | PA | WALK IN CUPBOARD:REDECORATE NE 2SM CEILING AREA | Painting and Decorating | Internal Decoration | Paintwork to Ceiling, Walls, Woodwork | IT | 111.6549 | Walk In Cupboard:Rub down, prepare for and apply two coats of emulsion to ceilings and walls, one undercoat and gloss on all previously painted surfaces ne 2.00sm ceiling area complete. | Walk In Cupboard:Rub down, prepare for and apply two coats of emulsion to ceilings and walls, one undercoat and gloss on all previously painted surfaces of walk in cupboard, larder and the like ne 2.00sm ceiling area complete (classified as a single area). | 111.6549
450507 |  | X | N | N | N | PA | ROOM:WASH REDECORATE UPTO 20SM CEILING AREA | Painting and Decorating | Internal Decoration | Paintwork to Ceiling, Walls, Washdown Woodwork | IT | 180.8963 | Room:Rub down, prepare for and apply two coats of emulsion to ceilings and walls, wash down only to all other previously painted surfaces of room upto 20.00sm ceiling area. | Room:Rub down, prepare for and apply two coats of emulsion to ceilings and walls, wash down only to all other previously painted surfaces of room upto 20.00sm ceiling area. | 180.8963
450509 |  | X | N | N | N | PA | HALL STAIRS:WASH REDECORATE 2 STOREY | Painting and Decorating | Internal Decoration | Paintwork to Ceiling, Walls, Washdown Woodwork | IT | 347.171 | Hall Stairs:Rub down, prepare, apply two coats of emulsion to ceilings, walls, washdown only to all other painted surfaces of 2 storey hall, landing and staircase area (classed as a single area). | Hall Stairs:Rub down, prepare for and apply two coats of emulsion to ceilings and walls, washdown only to all other previously painted surfaces of hall, landing and staircase area complete (2 storey, classified as a single area). | 347.171
450510 |  | X | N | N | N | PA | HALL STAIRS:WASH REDECORATE 3 STOREY | Painting and Decorating | Internal Decoration | Paintwork to Ceiling, Walls, Washdown Woodwork | IT | 508.3368 | Hall Stairs:Rub down, prepare, apply two coats of emulsion to ceilings, walls, washdown only to all other painted surfaces of 3 storey hall, landing and staircase area (classed as a single area). | Hall Stairs:Rub down, prepare for and apply two coats of emulsion to ceilings and walls, wash down only to all other previously painted surfaces of hall, landing and staircase area complete (3 storey, classified as a single area). | 508.3368
450511 |  | X | N | N | N | PA | HALL:WASH REDECORATE OVER 3SM CEILING AREA | Painting and Decorating | Internal Decoration | Paintwork to Ceiling, Walls, Washdown Woodwork | IT | 199.4918 | Hall:Rub down, prepare, apply two coats of emulsion to ceilings, walls, wash down only to all other painted surfaces of lobby, hall or corridor over 3.00sm ceiling area (single area). | Hall:Rub down, prepare for and apply two coats of emulsion to ceilings and walls, wash down only to all other previously painted surfaces of lobby, hall or corridor over 3.00sm ceiling area complete (classified as a single area). | 199.4918
450517 |  | X | N | N | N | PA | LOBBY:WASH REDECORATE NE 3SM CEILING AREA | Painting and Decorating | Internal Decoration | Paintwork to Ceiling, Walls, Washdown Woodwork | IT | 70.426 | Lobby:Rub down, prepare, apply two coats of emulsion to ceilings and walls, wash down only to all other painted surfaces of lobby or hall ne 3.00sm ceiling area (classified as a single area). | Lobby:Rub down, prepare for and apply two coats of emulsion to ceilings and walls, wash down only to all other previously painted surfaces of lobby or hall ne 3.00sm ceiling area complete (classified as a single area). | 70.426
450519 |  | X | N | N | N | PA | ROOM:WASH REDECORATE 20-25SM CEILING AREA | Painting and Decorating | Internal Decoration | Paintwork to Ceiling, Walls, Washdown Woodwork | IT | 237.338 | Room:Rub down, prepare for and apply two coats of emulsion to ceilings and walls, wash down only to all other previously painted surfaces of room over 20.00 and ne 25.00sm ceiling area. | Room:Rub down, prepare for and apply two coats of emulsion to ceilings and walls, wash down only to all other previously painted surfaces of room over 20.00 and ne 25.00sm ceiling area. | 237.338
450523 |  | X | N | N | N | PA | ROOM:WASH REDECORATE 25-30SM CEILING AREA | Painting and Decorating | Internal Decoration | Paintwork to Ceiling, Walls, Washdown Woodwork | IT | 293.9551 | Room:Rub down, prepare for and apply two coats of emulsion to ceilings and walls, wash down only to all other previously painted surfaces of room over 25.00 and ne 30.00sm ceiling area. | Room:Rub down, prepare for and apply two coats of emulsion to ceilings and walls, wash down only to all other previously painted surfaces of room over 25.00 and ne 30.00sm ceiling area. | 293.9551
450527 |  | X | N | N | N | PA | ROOM:WASH REDECORATE OVER 30SM CEILING AREA | Painting and Decorating | Internal Decoration | Paintwork to Ceiling, Walls, Washdown Woodwork | IT | 350.2797 | Room:Rub down, prepare for and apply two coats of emulsion to ceilings and walls, wash down only to all other previously painted surfaces of room over 30.00sm ceiling area. | Room:Rub down, prepare for and apply two coats of emulsion to ceilings and walls, wash down only to all other previously painted surfaces of room over 30.00sm ceiling area. | 350.2797
450529 |  | X | N | N | N | PA | CORRIDOR/COMMUNAL AREA:WASH REDECORATE | Painting and Decorating | Internal Decoration | Paintwork to Ceiling, Walls, Washdown Woodwork | SM | 13.0834 | Corridor/Communal Area:Rub down, prepare, apply two coats of emulsion to ceilings and walls, wash down only to all other previously painted surfaces of corridors etc. (msd per sm of ceiling area). | Corridor/Communal Area:Rub down, prepare for and apply two coats of emulsion to ceilings and walls, wash down only to all other previously painted surfaces of corridors, open communal areas etc. (measured per square metre of ceiling area). | 13.0834
450531 |  | X | N | N | N | PA | WALK IN CUPBOARD:WASH REDECORATE NE 2SM CEILING | Painting and Decorating | Internal Decoration | Paintwork to Ceiling, Walls, Washdown Woodwork | IT | 57.401 | Walk In Cupboard:Rub down, prepare for and apply two coats of emulsion to ceilings and walls, wash down only to all other previously painted surfaces ne 2.00sm ceiling area complete. | Walk In Cupboard:Rub down, prepare for and apply two coats of emulsion to ceilings and walls, wash down only to all other previously painted surfaces of walk in cupboard, larder and the like ne 2.00sm ceiling area complete (classified as a single area). | 57.401
450607 |  | X | N | N | N | PA | ROOM:REDECORATE CEILING UPTO 20SM CEILING AREA | Painting and Decorating | Internal Decoration | Paintwork to Ceilings Only | IT | 113.5971 | Room:Rub down, prepare for and apply two coats of emulsion to ceilings only of room ne 20.00sm ceiling area. | Room:Rub down, prepare for and apply two coats of emulsion to ceilings only of room upto 20.00sm ceiling area. | 113.5971
450609 |  | X | N | N | N | PA | HALL STAIRS:REDECORATE CEILINGS 2 STOREY | Painting and Decorating | Internal Decoration | Paintwork to Ceilings Only | IT | 167.1488 | Hall Stairs:Rub down, prepare for and apply two coats of emulsion to ceilings of hall, landing and staircase area complete (2 storey, classified as a single area). | Hall Stairs:Rub down, prepare for and apply two coats of emulsion to ceilings of hall, landing and staircase area complete (2 storey, classified as a single area). | 167.1488
450610 |  | X | N | N | N | PA | HALL STAIRS:REDECORATE CEILINGS 3 STOREY | Painting and Decorating | Internal Decoration | Paintwork to Ceilings Only | IT | 259.5061 | Hall Stairs:Rub down, prepare for and apply two coats of emulsion to ceilings of hall, landing and staircase area complete (3 storey, classified as a single area). | Hall Stairs:Rub down, prepare for and apply two coats of emulsion to ceilings of hall, landing and staircase area complete (3 storey, classified as a single area). | 259.5061
450611 |  | X | N | N | N | PA | HALL:REDECORATE CEILINGS OVER 3SM AREA | Painting and Decorating | Internal Decoration | Paintwork to Ceilings Only | IT | 112.2633 | Hall:Rub down, prepare for and apply two coats of emulsion to ceilings of lobby, hall or corridor over 3.00sm area complete (classified as a single area). | Hall:Rub down, prepare for and apply two coats of emulsion to ceilings of lobby, hall or corridor over 3.00sm area complete (classified as a single area). | 112.2633
450612 |  | X | N | N | N | PA | LOBBY:REDECORATE CEILINGS NE 3SM AREA | Painting and Decorating | Internal Decoration | Paintwork to Ceilings Only | IT | 27.7294 | Lobby:Rub down, prepare for and apply two coats of emulsion to ceilings of lobby or hall ne 3.00sm area complete (classified as a single area). | Lobby:Rub down, prepare for and apply two coats of emulsion to ceilings of lobby or hall ne 3.00sm area complete (classified as a single area). | 27.7294
450615 |  | X | N | N | N | PA | ROOM:REDECORATE CEILING 20-25SM CEILING AREA | Painting and Decorating | Internal Decoration | Paintwork to Ceilings Only | IT | 170.3663 | Room:Rub down, prepare for and apply two coats of emulsion to ceilings only of room over 20.00 and ne 25.00sm ceiling area. | Room:Rub down, prepare for and apply two coats of emulsion to ceilings only of room over 20.00 and ne 25.00sm ceiling area. | 170.3663
450617 |  | X | N | N | N | PA | ROOM:REDECORATE CEILING 25-30SM CEILING AREA | Painting and Decorating | Internal Decoration | Paintwork to Ceilings Only | IT | 191.606 | Room:Rub down, prepare for and apply two coats of emulsion to ceilings only of room over 25.00 and ne 30.00sm ceiling area. | Room:Rub down, prepare for and apply two coats of emulsion to ceilings only of room over 25.00 and ne 30.00sm ceiling area. | 191.606
450619 |  | X | N | N | N | PA | ROOM:REDECORATE CEILING OVER 30SM CEILING AREA | Painting and Decorating | Internal Decoration | Paintwork to Ceilings Only | IT | 212.8925 | Room:Rub down, prepare for and apply two coats of emulsion to ceilings only of room over 30.00sm ceiling area. | Room:Rub down, prepare for and apply two coats of emulsion to ceilings only of room over 30.00sm ceiling area. | 212.8925
450621 |  | X | N | N | N | PA | CORRIDOR/COMMUNAL ROOMS:REDECORATE CEILING | Painting and Decorating | Internal Decoration | Paintwork to Ceilings Only | SM | 7.5599 | Corridor/Communal Rooms:Rub down, prepare for and apply two coats of emulsion to ceilings only of corridor or open communal areas (measured per square metre of ceiling area). | Corridor/Communal Rooms:Rub down, prepare for and apply two coats of emulsion to ceilings only of corridor or open communal areas (measured per square metre of ceiling area). | 7.5599
452027 |  | X | N | N | N | PA | ROOM:EGGSHELL GLOSS CEILING UPTO 20SM CEILING AREA | Painting and Decorating | Internal Decoration | Ceiling Finishes - Alternatives | IT | 51.4804 | Room:Extra for prepare and apply two coats of eggshell or undercoat and gloss to ceilings, ne 20.00sm ceiling area. | Room:Extra for prepare and apply two coats of eggshell or undercoat and gloss to ceilings, upto 20.00sm ceiling area. | 51.4804
452029 |  | X | N | N | N | PA | HALL STAIRS:EGGSHELL OR GLOSS CEILING 2 STOREY | Painting and Decorating | Internal Decoration | Ceiling Finishes - Alternatives | IT | 58.3834 | Hall Stairs:Extra for prepare and apply two coats of eggshell or undercoat and gloss to ceilings of any hall, landing and staircase area (2 storey, classified as a single area). | Hall Stairs:Extra for prepare and apply two coats of eggshell or undercoat and gloss to ceilings of any hall, landing and staircase area (2 storey, classified as a single area). | 58.3834
452030 |  | X | N | N | N | PA | HALL STAIRS:EGGSHELL OR GLOSS CEILING 3 STOREY | Painting and Decorating | Internal Decoration | Ceiling Finishes - Alternatives | IT | 89.3684 | Hall Stairs:Extra for prepare and apply two coats of eggshell or undercoat and gloss to ceilings of any hall, landing and staircase area (3 storey, classified as a single area). | Hall Stairs:Extra for prepare and apply two coats of eggshell or undercoat and gloss to ceilings of any hall, landing and staircase area (3 storey, classified as a single area). | 89.3684
452031 |  | X | N | N | N | PA | HALL:EGGSHELL GLOSS CEILING OVER 3SM CEILING AREA | Painting and Decorating | Internal Decoration | Ceiling Finishes - Alternatives | IT | 46.4663 | Hall:Extra for prepare and apply two coats of eggshell or undercoat and gloss to ceilings of any lobby, hall or corridor over 3.00sm ceiling area (classified as a single area). | Hall:Extra for prepare and apply two coats of eggshell or undercoat and gloss to ceilings of any lobby, hall or corridor over 3.00sm ceiling area (classified as a single area). | 46.4663
452037 |  | X | N | N | N | PA | LOBBY:EGGSHELL GLOSS CEILING NE 3SM CEILING AREA | Painting and Decorating | Internal Decoration | Ceiling Finishes - Alternatives | IT | 16.4296 | Lobby:Extra for prepare and apply two coats of eggshell or undercoat and gloss to ceilings of any lobby or hall ne 3.00sm ceiling area (classified as a single area). | Lobby:Extra for prepare and apply two coats of eggshell or undercoat and gloss to ceilings of any lobby or hall ne 3.00sm ceiling area (classified as a single area). | 16.4296
452049 |  | X | N | N | N | PA | ROOM:EGGSHELL GLOSS CEILING OVER 20SM CEILING AREA | Painting and Decorating | Internal Decoration | Ceiling Finishes - Alternatives | SM | 5.6931 | Room:Extra for prepare and apply two coats of eggshell or undercoat and gloss to ceilings, over 20.00sm ceiling area (measured per square metre of ceiling area in excess of 20.00sm). | Room:Extra for prepare and apply two coats of eggshell or undercoat and gloss to ceilings, over 20.00sm ceiling area (measured per square metre of ceiling area in excess of 20.00sm). | 5.6931
452051 |  | X | N | N | N | PA | CORRIDOR/COMMUNAL ROOMS:EGGSHELL GLOSS CEILING | Painting and Decorating | Internal Decoration | Ceiling Finishes - Alternatives | SM | 5.6931 | Corridor/Communal Rooms:Extra for prepare and apply two coats of eggshell or undercoat and gloss to ceilings of corridor or open communal areas (measured per square metre of ceiling area). | Corridor/Communal Rooms:Extra for prepare and apply two coats of eggshell or undercoat and gloss to ceilings of corridor or open communal areas (measured per square metre of ceiling area). | 5.6931
453027 |  | X | N | N | N | PA | ROOM:EGGSHELL GLOSS WALLS UPTO 20SM CEILING AREA | Painting and Decorating | Internal Decoration | Wall Finishes - Alternatives | IT | 84.779 | Room:Extra for prepare and apply two coats eggshell or undercoat and gloss to walls of room ne 20.00sm ceiling area. | Room:Extra for prepare and apply two coats eggshell or undercoat and gloss to walls of room upto 20.00sm ceiling area. | 84.779
453029 |  | X | N | N | N | PA | HALL STAIRS:EGGSHELL OR GLOSS WALLS 2 STOREY | Painting and Decorating | Internal Decoration | Wall Finishes - Alternatives | IT | 210.4048 | Hall Stairs:Extra for prepare and apply two coats eggshell or undercoat and gloss to walls of any size hall, landing and staircase area (2 storey, classified as a single area). | Hall Stairs:Extra for prepare and apply two coats eggshell or undercoat and gloss to walls of any size hall, landing and staircase area (2 storey, classified as a single area). | 210.4048
453030 |  | X | N | N | N | PA | HALL STAIRS:EGGSHELL OR GLOSS WALLS 3 STOREY | Painting and Decorating | Internal Decoration | Wall Finishes - Alternatives | IT | 287.7172 | Hall Stairs:Extra for prepare and apply two coats of eggshell or undercoat and gloss to walls of any hall, landing and staircase area (3 storey, classified as a single area). | Hall Stairs:Extra for prepare and apply two coats of eggshell or undercoat and gloss to walls of any hall, landing and staircase area (3 storey, classified as a single area). | 287.7172
453031 |  | X | N | N | N | PA | HALL:EGGSHELL OR GLOSS WALLS OVER 3SM CEILING AREA | Painting and Decorating | Internal Decoration | Wall Finishes - Alternatives | IT | 85.673 | Hall:Extra for prepare and apply two coats eggshell or undercoat and gloss to walls of any lobby, hall or corridor over 3.00sm ceiling area (classified as a single area). | Hall:Extra for prepare and apply two coats eggshell or undercoat and gloss to walls of any lobby, hall or corridor over 3.00sm ceiling area (classified as a single area). | 85.673
453034 |  | X | N | N | N | PA | LOBBY:EGGSHELL OR GLOSS WALLS NE 3SM CEILING AREA | Painting and Decorating | Internal Decoration | Wall Finishes - Alternatives | IT | 33.971 | Lobby:Extra for prepare and apply two coats eggshell or undercoat and gloss to walls of any lobby or hall ne 3.00sm ceiling area (classified as a single area). | Lobby:Extra for prepare and apply two coats eggshell or undercoat and gloss to walls of any lobby or hall ne 3.00sm ceiling area (classified as a single area). | 33.971
453045 |  | X | N | N | N | PA | ROOM:EGGSHELL GLOSS WALLS OVER 20SM CEILING AREA | Painting and Decorating | Internal Decoration | Wall Finishes - Alternatives | SM | 12.9196 | Room:Extra for prepare and apply two coats eggshell or undercoat and gloss to walls of room over 20.00sm ceiling area (measured per square metre of ceiling area in excess of 20.00sm). | Room:Extra for prepare and apply two coats eggshell or undercoat and gloss to walls of room over 20.00sm ceiling area (measured per square metre of ceiling area in excess of 20.00sm). | 12.9196
453047 |  | X | N | N | N | PA | CORRIDOR/COMMUNAL ROOMS:EGGSHELL WALLS | Painting and Decorating | Internal Decoration | Wall Finishes - Alternatives | SM | 12.3638 | Corridor/Communal Rooms:Extra for prepare and apply two coats eggshell or undercoat and gloss to walls of corridor or open communal areas (measured per square metre of ceiling area). | Corridor/Communal Rooms:Extra for prepare and apply two coats eggshell or undercoat and gloss to walls of corridor or open communal areas (measured per square metre of ceiling area). | 12.3638
459901 |  | X | N | N | Y | PA | CLIENT INSPECTION:DECORATIONS | Painting and Decorating | Miscellaneous Works | Painting and Decorating - Client Inspection | IT | 16.6767 | Client Inspection:Undertake client inspection and testing etc. on decorations and report to Client Representative (any repairs required to be ordered must be instructed by Client Representative). | Client Inspection:Undertake client inspection and testing etc. on decorations and report to Client Representative (any repairs required to be ordered must be instructed by Client Representative). Not to be claimed in conjunction with associated works. | 16.6767
460411 |  | X | N | N | N | SP | ASBESTOS:TRANSPORT DISPOSE NON LICENSED | Specialist Treatments | Mastic Asphalt Tanking etc | Transport and Disposal of Non Licensed ACM | KG | 0.8775 | Asbestos:Transportation to and disposal of double bagged non-licenced and notifiable non-licensed asbestos cement containing materials. | Asbestos:Transportation to and disposal of double bagged non-licenced notifiable non-licenced asbestos cement containing materials, carried by a contractor holding a hazardous waste carriers licence, to a site licenced as an approved disposal point to accept materials and payable only on the production of signed and certified asbestos waste transfer certificates indicating the weight of the disposed material. | 0.8775
470001 |  | X | N | N | N | PA | DWELLING:REDECORATE 1 BEDROOM FLAT | Painting and Decorating | Internal Decoration | Internal Paintwork - Complete Dwellings | IT | 1159.0455 | Dwelling:Redecorate complete one bedroom flat or bungalow, rub down, prepare, apply two coats of emulsion to ceilings and walls, one undercoat and gloss on all other previously painted surfaces. | Dwelling:Redecorate complete one bedroom flat or bungalow, rub down, prepare for and apply two coats of emulsion to ceilings and walls, one undercoat and gloss on all other previously painted surfaces. | 1159.0455
470002 |  | X | N | N | N | PA | DWELLING:REDECORATE 2 BEDROOM FLAT | Painting and Decorating | Internal Decoration | Internal Paintwork - Complete Dwellings | IT | 1394.5648 | Dwelling:Redecorate complete two bedroom flat or bungalow, rub down, prepare, apply two coats of emulsion to ceilings and walls, one undercoat and gloss on all other previously painted surfaces. | Dwelling:Redecorate complete two bedroom flat or bungalow, rub down, prepare for and apply two coats of emulsion to ceilings and walls, one undercoat and gloss on all other previously painted surfaces. | 1394.5648
470003 |  | X | N | N | N | PA | DWELLING:REDECORATE 3 BEDROOM FLAT | Painting and Decorating | Internal Decoration | Internal Paintwork - Complete Dwellings | IT | 1630.0725 | Dwelling:Redecorate complete three bedroom flat or bungalow, rub down, prepare, apply two coats of emulsion to ceilings and walls, one undercoat and gloss on all other previously painted surfaces. | Dwelling:Redecorate complete three bedroom flat or bungalow, rub down, prepare for and apply two coats of emulsion to ceilings and walls, one undercoat and gloss on all other previously painted surfaces. | 1630.0725
470010 |  | X | N | N | N | PA | DWELLING:REDECORATE 2 BEDROOM HOUSE | Painting and Decorating | Internal Decoration | Internal Paintwork - Complete Dwellings | IT | 1637.3994 | Dwelling:Redecorate complete two bedroom house or maisonette, rub down, prepare, apply two coats of emulsion to ceilings and walls, one undercoat and gloss on all other previously painted surfaces. | Dwelling:Redecorate complete two bedroom house or maisonette, rub down, prepare for and apply two coats of emulsion to ceilings and walls, one undercoat and gloss on all other previously painted surfaces. | 1637.3994
470011 |  | X | N | N | N | PA | DWELLING:REDECORATE 3 BEDROOM HOUSE | Painting and Decorating | Internal Decoration | Internal Paintwork - Complete Dwellings | IT | 1854.468 | Dwelling:Redecorate complete three bedroom house or maisonette, rub down, prepare, apply two coats of emulsion to ceilings and walls, one undercoat and gloss on all other painted surfaces. | Dwelling:Redecorate complete three bedroom house or maisonette, rub down, prepare for and apply two coats of emulsion to ceilings and walls, one undercoat and gloss on all other previously painted surfaces. | 1854.468
470012 |  | X | N | N | N | PA | DWELLING:REDECORATE 4 BEDROOM HOUSE | Painting and Decorating | Internal Decoration | Internal Paintwork - Complete Dwellings | IT | 2076.041 | Dwelling:Redecorate complete four bedroom house or maisonette, rub down, prepare, apply two coats of emulsion to ceilings and walls, one undercoat and gloss on all other painted surfaces. | Dwelling:Redecorate complete four bedroom house or maisonette, rub down, prepare for and apply two coats of emulsion to ceilings and walls, one undercoat and gloss on all other previously painted surfaces. | 2076.041
470040 |  | X | N | N | N | PA | DWELLING:REDECORATE BEDSIT NE 20SM CEILING AREA | Painting and Decorating | Internal Decoration | Internal Paintwork - Complete Dwellings | IT | 620.7655 | Dwelling:Redecorate all rooms of bedsit ne 20.00sm ceiling area, rub down, prepare, apply two coats of emulsion to ceilings walls, one undercoat and gloss on all other painted surfaces. | Dwelling:Redecorate complete bedsit ne 20.00sm ceiling area including all rooms, rub down, prepare for and apply two coats of emulsion to ceilings and walls, one undercoat and gloss on all other previously painted surfaces. | 620.7655
470041 |  | X | N | N | N | PA | DWELLING:REDECORATE BEDSIT 20-30SM CEILING AREA | Painting and Decorating | Internal Decoration | Internal Paintwork - Complete Dwellings | IT | 734.4084 | Dwelling:Redecorate all rooms of bedsit 20.00-30.00sm ceiling area, rub down, prepare, apply two coats of emulsion to ceilings, walls, one undercoat and gloss on all other painted surfaces. | Dwelling:Redecorate complete bedsit 20.00-30.00sm ceiling area including all rooms, rub down, prepare for and apply two coats of emulsion to ceilings and walls, one undercoat and gloss on all other previously painted surfaces. | 734.4084
470042 |  | X | N | N | N | PA | DWELLING:REDECORATE BEDSIT OVER 30SM CEILING AREA | Painting and Decorating | Internal Decoration | Internal Paintwork - Complete Dwellings | IT | 931.1306 | Dwelling:Redecorate all rooms of bedsit over 30.00sm ceiling area, rub down, prepare, apply two coats of emulsion to ceilings, walls, one undercoat and gloss on all other painted surfaces. | Dwelling:Redecorate complete bedsit exceeding 30.00sm ceiling area including all rooms, rub down, prepare for and apply two coats of emulsion to ceilings and walls, one undercoat and gloss on all other previously painted surfaces. | 931.1306
470045 |  | X | N | N | N | PA | DWELLING:REDECORATE MULTIPLE OCCUPIED 3 BED FLAT | Painting and Decorating | Internal Decoration | Internal Paintwork - Complete Dwellings | IT | 1705.8629 | Dwelling:Redecorate all rooms in three bedroom multiple occupancy flat comprising hall, bedrooms, lobby, communal kitchen, bathroom, toilet, shower room, prepare and apply paint as specified. | Dwelling:Redecorate all rooms in three bedroom multiple occupancy flat complete comprising bedrooms, lobby, hall, communal kitchen, bathroom, toilet and shower room including rub down, prepare for and apply two coats of emulsion to ceilings and walls, one undercoat and gloss on all other previously painted surfaces. | 1705.8629
470046 |  | X | N | N | N | PA | DWELLING:REDECORATE MULTIPLE OCCUPIED 4 BED FLAT | Painting and Decorating | Internal Decoration | Internal Paintwork - Complete Dwellings | IT | 1941.3707 | Dwelling:Redecorate all rooms in four bedroom multiple occupancy flat comprising hall, bedrooms, lobby, communal kitchen, bathroom, toilet, shower room prepare and apply paint as specified. | Dwelling:Redecorate all rooms in four bedroom multiple occupancy flat complete comprising bedrooms, lobby, hall, communal kitchen, bathroom, toilet and shower room including rub down, prepare for and apply two coats of emulsion to ceilings and walls, one undercoat and gloss on all other previously painted surfaces. | 1941.3707
470047 |  | X | N | N | N | PA | DWELLING:REDECORATE MULTIPLE OCCUPIED 5 BED FLAT | Painting and Decorating | Internal Decoration | Internal Paintwork - Complete Dwellings | IT | 2176.9018 | Dwelling:Redecorate all rooms in five bedroom multiple occupancy flat comprising hall, bedrooms, lobby, communal kitchen, bathroom, toilet, shower room prepare and apply paint as specified. | Dwelling:Redecorate all rooms in five bedroom multiple occupancy flat complete comprising bedrooms, lobby, hall, communal kitchen, bathroom, toilet and shower room including rub down, prepare for and apply two coats of emulsion to ceilings and walls, one undercoat and gloss on all other previously painted surfaces. | 2176.9018
470088 |  | X | N | N | N | PA | ROOM:WHOLE REDECORATION ADDITION HT ABOVE 3.0M | Painting and Decorating | Internal Decoration | Work to Room Heights above 3.00m | SM | 11.2633 | Room:Additional allowance for working in room with ceiling 3.00m above floor level and painting all walls, ceiling and woodwork (measured floor area). | Room:Additional allowance for working in room with ceiling 3.00m above floor level and painting all walls, ceilings and woodwork (measured floor area). | 11.2633
470501 |  | X | N | N | N | PA | DWELLING:WASH 2CT REDECORATION 1 BEDROOM FLAT | Painting and Decorating | Internal Decoration | Paintwork and Washdown - Complete Dwellings | IT | 715.78 | Dwelling:Redecoration and washdown complete one bedroom flat or bungalow, rub down, prepare, apply two coats of emulsion to ceilings, walls, wash down only to all other painted surfaces. | Dwelling:Redecoration and washdown complete one bedroom flat or bungalow, rub down, prepare for and apply two coats of emulsion to ceilings and walls, wash down only to all other previously painted surfaces. | 715.78
470502 |  | X | N | N | N | PA | DWELLING:WASH 2CT REDECORATION 2 BEDROOM FLAT | Painting and Decorating | Internal Decoration | Paintwork and Washdown - Complete Dwellings | IT | 862.3397 | Dwelling:Redecoration and washdown complete two bedroom flat or bungalow, rub down, prepare, apply two coats of emulsion to ceilings, walls, wash down only to all other painted surfaces. | Dwelling:Redecoration and washdown complete two bedroom flat or bungalow, rub down, prepare for and apply two coats of emulsion to ceilings and walls, wash down only to all other previously painted surfaces. | 862.3397
470503 |  | X | N | N | N | PA | DWELLING:WASH 2CT REDECORATION 3 BEDROOM FLAT | Painting and Decorating | Internal Decoration | Paintwork and Washdown - Complete Dwellings | IT | 1006.1082 | Dwelling:Redecoration and washdown complete three bedroom flat or bungalow, rub down, prepare, apply two coats of emulsion to ceilings, walls, wash down only to all other painted surfaces. | Dwelling:Redecoration and washdown complete three bedroom flat or bungalow, rub down, prepare for and apply two coats of emulsion to ceilings and walls, washdown only to all other previously painted surfaces. | 1006.1082
470510 |  | X | N | N | N | PA | DWELLING:WASH 2CT REDECORATION 2 BEDROOM HOUSE | Painting and Decorating | Internal Decoration | Paintwork and Washdown - Complete Dwellings | IT | 1106.9903 | Dwelling:Redecoration and washdown complete two bedroom house or maisonette, rub down, prepare, apply two coats of emulsion to ceilings, walls, wash down only to all other painted surfaces. | Dwelling:Redecoration and washdown complete two bedroom house or maisonette, rub down, prepare for and apply two coats of emulsion to ceilings and walls, washdown only to all other previously painted surfaces. | 1106.9903
470511 |  | X | N | N | N | PA | DWELLING:WASH 2CT REDECORATION 3 BEDROOM HOUSE | Painting and Decorating | Internal Decoration | Paintwork and Washdown - Complete Dwellings | IT | 1274.9343 | Dwelling:Redecoration and washdown complete three bedroom house or maisonette, rub down, prepare, apply two coats of emulsion to ceilings, walls, wash down only to all other painted surfaces. | Dwelling:Redecoration and washdown complete three bedroom house or maisonette, rub down, prepare for and apply two coats of emulsion to ceilings and walls, washdown only to all other previously painted surfaces. | 1274.9343
470512 |  | X | N | N | N | PA | DWELLING:WASH 2CT REDECORATION 4 BEDROOM HOUSE | Painting and Decorating | Internal Decoration | Paintwork and Washdown - Complete Dwellings | IT | 1472.5996 | Dwelling:Redecoration and washdown complete four bedroom house or maisonette, rub down, prepare, apply two coats of emulsion to ceilings, walls, wash down only to all other painted surfaces. | Dwelling:Redecoration and washdown complete four bedroom house or maisonette, rub down, prepare for and apply two coats of emulsion to ceilings and walls, washdown only to all other previously painted surfaces. | 1472.5996
470520 |  | X | N | N | N | PA | DWELLING:WASH 1CT REDECORATION 1 BEDROOM FLAT | Painting and Decorating | Internal Decoration | Paintwork and Washdown - Complete Dwellings | IT | 451.7262 | Dwelling:Redecoration and washdown complete one bedroom flat or bungalow, rub down, prepare, apply one coat of emulsion to ceilings, walls, wash down only to all other previously painted surfaces. | Dwelling:Redecoration and washdown complete one bedroom flat or bungalow, rub down, prepare for and apply one coat of emulsion to ceilings and walls, washdown only to all other previously painted surfaces. | 451.7262
470521 |  | X | N | N | N | PA | DWELLING:WASH 1CT REDECORATION 2 BEDROOM FLAT | Painting and Decorating | Internal Decoration | Paintwork and Washdown - Complete Dwellings | IT | 541.3987 | Dwelling:Redecoration and washdown complete two bedroom flat or bungalow, rub down, prepare, apply one coat of emulsion to ceilings, walls, wash down only to all other previously painted surfaces. | Dwelling:Redecoration and washdown complete two bedroom flat or bungalow, rub down, prepare for and apply one coat of emulsion to ceilings and walls, washdown only to all other previously painted surfaces. | 541.3987
470522 |  | X | N | N | N | PA | DWELLING:WASH 1CT REDECORATION 3 BEDROOM FLAT | Painting and Decorating | Internal Decoration | Paintwork and Washdown - Complete Dwellings | IT | 628.2683 | Dwelling:Redecoration and washdown complete three bedroom flat or bungalow, rub down, prepare, apply one coat of emulsion to ceilings, walls, wash down only to all other previously painted surfaces. | Dwelling:Redecoration and washdown complete three bedroom flat or bungalow, rub down, prepare for and apply one coat of emulsion to ceilings and walls, washdown only to all other previously painted surfaces. | 628.2683
470530 |  | X | N | N | N | PA | DWELLING:WASH 1CT REDECORATION 2 BEDROOM HOUSE | Painting and Decorating | Internal Decoration | Paintwork and Washdown - Complete Dwellings | IT | 687.2082 | Dwelling:Redecoration and washdown complete two bedroom house or maisonette, rub down, prepare, apply one coat of emulsion to ceilings, walls, wash down only to all other painted surfaces. | Dwelling:Redecoration and washdown complete two bedroom house or maisonette, rub down, prepare for and apply one coat of emulsion to ceilings and walls, washdown only to all other previously painted surfaces. | 687.2082
470531 |  | X | N | N | N | PA | DWELLING:WASH 1CT REDECORATION 3 BEDROOM HOUSE | Painting and Decorating | Internal Decoration | Paintwork and Washdown - Complete Dwellings | IT | 784.3397 | Dwelling:Redecoration and washdown complete three bedroom house or maisonette, rub down, prepare, apply one coat of emulsion to ceilings, walls, wash down only to all other painted surfaces. | Dwelling:Redecoration and washdown complete three bedroom house or maisonette, rub down, prepare for and apply one coat of emulsion to ceilings and walls, washdown only to all other previously painted surfaces. | 784.3397
470532 |  | X | N | N | N | PA | DWELLING:WASH 1CT REDECORATION 4 BEDROOM HOUSE | Painting and Decorating | Internal Decoration | Paintwork and Washdown - Complete Dwellings | IT | 900.5828 | Dwelling:Redecoration and washdown complete four bedroom house or maisonette, rub down, prepare, apply one coat of emulsion to ceilings, walls, wash down only to all other painted surfaces. | Dwelling:Redecoration and washdown complete four bedroom house or maisonette, rub down, prepare for and apply one coat of emulsion to ceilings and walls, washdown only to all other previously painted surfaces. | 900.5828
470540 |  | X | N | N | N | PA | DWELLING:WASH 2CT REDEC BEDSIT NE 20SM CLG AREA | Painting and Decorating | Internal Decoration | Paintwork and Washdown - Complete Dwellings | IT | 374.3627 | Dwelling:Redecoration and washdown complete all rooms of bedsit ne 20.00sm ceiling area, rub down, prepare, apply two coats of emulsion to ceilings, walls, wash down to all other surfaces. | Dwelling:Redecoration and washdown complete bedsit ne 20.00sm ceiling area including all rooms, rub down, prepare for and apply two coats of emulsion to ceilings and walls, washdown only to all other previously painted surfaces. | 374.3627
470541 |  | X | N | N | N | PA | DWELLING:WASH 2CT REDEC BEDSIT 20-30SM CLG AREA | Painting and Decorating | Internal Decoration | Paintwork and Washdown - Complete Dwellings | IT | 439.4816 | Dwelling:Redecoration and washdown complete all rooms of bedsit ne 30.00sm ceiling area, rub down, prepare, apply two coats of emulsion to ceilings, walls, wash down to all other surfaces. | Dwelling:Redecoration and washdown complete bedsit 20-30sm ceiling area including all rooms, rub down, prepare for and apply two coats of emulsion to ceilings and walls, washdown only to all other previously painted surfaces. | 439.4816
470542 |  | X | N | N | N | PA | DWELLING:WASH 2CT REDEC BEDSIT OVER 30SM CLG AREA | Painting and Decorating | Internal Decoration | Paintwork and Washdown - Complete Dwellings | IT | 562.9104 | Dwelling:Redecoration and washdown complete all rooms of bedsit over 30.00sm ceiling area, rub down, prepare, apply two coats of emulsion to ceilings, walls, wash down to all other surfaces. | Dwelling:Redecoration and washdown complete bedsit exceeding 30.00sm ceiling area including all rooms, rub down, prepare for and apply two coats of emulsion to ceilings and walls, washdown only to all other previously painted surfaces. | 562.9104
470545 |  | X | N | N | N | PA | DWELLING:WASH 2CT REDEC MULTIPLE OCC 3 BED FLAT | Painting and Decorating | Internal Decoration | Paintwork and Washdown - Complete Dwellings | IT | 1073.5777 | Dwelling:Redecoration, washdown three bedroom multiple occupancy flat comprising lobby, hall bedrooms, communal kitchen, bathroom, toilet, shower room, wash down, apply paint as specified. | Dwelling:Redecoration and washdown all rooms in three bedroom multiple occupancy flat complete comprising bedrooms, lobby, hall, communal kitchen, bathroom, toilet and shower room including rub down, prepare for and apply two coats of emulsion to ceilings and walls, washdown only to all other previously painted surfaces. | 1073.5777
470546 |  | X | N | N | N | PA | DWELLING:WASH 2CT REDEC MULTIPLE OCC 4 BED FLAT | Painting and Decorating | Internal Decoration | Paintwork and Washdown - Complete Dwellings | IT | 1217.3462 | Dwelling:Redecoration, washdown four bedroom multiple occupancy flat comprising lobby, hall bedrooms, communal kitchen, bathroom, toilet, shower room, wash down, apply paint as specified. | Dwelling:Redecoration and washdown all rooms in four bedroom multiple occupancy flat complete comprising bedrooms, lobby, hall, communal kitchen, bathroom, toilet and shower room including rub down, prepare for and apply two coats of emulsion to ceilings and walls, washdown only to all other previously painted surfaces. | 1217.3462
470547 |  | X | N | N | N | PA | DWELLING:WASH 2CT REDEC MULTIPLE OCC 5 BED FLAT | Painting and Decorating | Internal Decoration | Paintwork and Washdown - Complete Dwellings | IT | 1355.5676 | Dwelling:Redecoration, washdown five bedroom multiple occupancy flat comprising lobby, hall bedrooms, communal kitchen, bathroom, toilet, shower room, wash down, apply paint as specified. | Dwelling:Redecoration and washdown all rooms in five bedroom multiple occupancy flat complete comprising bedrooms, lobby, hall, communal kitchen, bathroom, toilet and shower room including rub down, prepare for and apply two coats of emulsion to ceilings and walls, washdown only to all other previously painted surfaces. | 1355.5676
470601 |  | X | N | N | N | PA | DWELLING:STRIP PRIOR TO REDECORATE 1 BED FLAT | Painting and Decorating | Internal Decoration | Internal Paintwork - Strip Complete Dwellings | IT | 364.8355 | Dwelling:Strip all layers of wallpaper, wall and ceiling lining paper prior to redecoration complete to one bed flat or bungalow, all additional preparation, rub down, make good, apply sealing coat. | Dwelling:Strip all layers of wallpaper, painted wallpaper, wall and ceiling lining paper prior to redecoration complete to one bedroom flat or bungalow, including all additional preparation, rubbing down and making good, and applying sealing coat as necessary. | 364.8355
470602 |  | X | N | N | N | PA | DWELLING:STRIP PRIOR TO REDECORATE 2 BED FLAT | Painting and Decorating | Internal Decoration | Internal Paintwork - Strip Complete Dwellings | IT | 538.9148 | Dwelling:Strip all layers of wallpaper, wall and ceiling lining paper prior to redecoration complete to two bed flat or bungalow, all additional preparation, rub down, make good, apply sealing coat. | Dwelling:Strip all layers of wallpaper, painted wallpaper, wall and ceiling lining paper prior to redecoration complete to two bedroom flat or bungalow, including all additional preparation, rubbing down and making good and applying sealing coat as necessary. | 538.9148
470603 |  | X | N | N | N | PA | DWELLING:STRIP PRIOR TO REDECORATE 3 BED FLAT | Painting and Decorating | Internal Decoration | Internal Paintwork - Strip Complete Dwellings | IT | 696.3176 | Dwelling:Strip all layers of wallpaper, wall and ceiling lining paper prior to redecoration complete to 3 bed flat or bungalow, all additional preparation, rub down, make good, apply sealing coat. | Dwelling:Strip all layers of wallpaper, painted wallpaper, wall and ceiling lining paper prior to redecoration complete to three bedroom flat or bungalow, including all additional preparation, rubbing down and making good and applying sealing coat as necessary. | 696.3176
470610 |  | X | N | N | N | PA | DWELLING:STRIP PRIOR TO REDECORATE 2 BED HOUSE | Painting and Decorating | Internal Decoration | Internal Paintwork - Strip Complete Dwellings | IT | 742.5423 | Dwelling:Strip all layers of wallpaper, wall and ceiling lining paper prior to redecoration complete to 2 bed house or maisonette, all additional preparation, rub down, make good, apply sealing coat. | Dwelling:Strip all layers of wallpaper, painted wallpaper, wall and ceiling lining paper prior to redecoration complete to two bedroom house or maisonette, including all additional preparation, rubbing down and making good and applying sealing coat as necessary. | 742.5423
470611 |  | X | N | N | N | PA | DWELLING:STRIP PRIOR TO REDECORATE 3 BED HOUSE | Painting and Decorating | Internal Decoration | Internal Paintwork - Strip Complete Dwellings | IT | 899.9451 | Dwelling:Strip all layers of wallpaper, wall and ceiling lining paper prior to redecoration complete to 2 bed house or maisonette, all additional preparation, rub down, make good, apply sealing coat. | Dwelling:Strip all layers of wallpaper, painted wallpaper, wall and ceiling lining paper prior to redecoration complete to three bedroom house or maisonette, including all additional preparation, rubbing down and making good and applying sealing coat as necessary. | 899.9451
470612 |  | X | N | N | N | PA | DWELLING:STRIP PRIOR TO REDECORATE 4 BED HOUSE | Painting and Decorating | Internal Decoration | Internal Paintwork - Strip Complete Dwellings | IT | 1057.3477 | Dwelling:Strip all layers of wallpaper, wall and ceiling lining paper prior to redecoration complete to 4 bed house or maisonette, all additional preparation, rub down, make good, apply sealing coat. | Dwelling:Strip all layers of wallpaper, painted wallpaper, wall and ceiling lining paper prior to redecoration complete to four bedroom house or maisonette, including all additional preparation, rubbing down and making good and applying sealing coat as necessary. | 1057.3477
470701 |  | X | N | Y | N | PA | HALL STAIRS:REDECORATE 2 STOREY CLASS 'O' | Painting and Decorating | Internal Decoration | Fire Retardant Paint - Whole Room | IT | 1526.9492 | Hall Stairs:Thoroughly clean, scrape, one coat fire retardant primer, two coats Class 'O' fire retardant matt paint to walls and ceilings, two coats to woodwork to 2 storey staircase areas. | Hall Stairs:Thoroughly clean down all wall and ceiling surfaces to common areas to remove dirt, grease and surface contaminants, scrape and remove all loose and defective coatings, prime bare areas with one coat of fire retardant primer and apply two coats of Class 'O' fire retardant matt paint, prepare and apply two coats of polyurethane lacquer or one undercoat and one gloss coat to all previously decorated timber surfaces to hall, landing and staircase areas complete (2 storey, classified as a single area). | 1526.9492
470703 |  | X | N | Y | N | PA | HALL STAIRS:REDECORATE 3 STOREY CLASS 'O' | Painting and Decorating | Internal Decoration | Fire Retardant Paint - Whole Room | IT | 2290.4297 | Hall Stairs:Thoroughly clean, scrape, one coat fire retardant primer, two coats Class 'O' fire retardant matt paint to walls and ceilings, two coats to woodwork to 3 storey staircase areas. | Hall Stairs:Thoroughly clean down all wall and ceiling surfaces to common areas to remove dirt, grease and surface contaminants, scrape and remove all loose and defective coatings, prime bare areas with one coat of fire retardant primer and apply two coats of Class 'O' fire retardant matt paint, prepare and apply two coats of polyurethane lacquer or one undercoat and one gloss coat to all previously decorated timber surfaces to hall, landing and staircase areas complete (3 storey, classified as a single area). | 2290.4297
470705 |  | X | N | Y | N | PA | HALL:REDECORATE COMPLETE OVER 3SM CLASS 'O' | Painting and Decorating | Internal Decoration | Fire Retardant Paint - Whole Room | IT | 863.5406 | Hall:Thoroughly clean, scrape, one coat fire retardant primer, two coats Class 'O' fire retardant matt paint to walls and ceilings, two coat to all other surfaces to lobby over 3.00sm. | Hall:Thoroughly clean down all wall and ceiling surfaces to common areas to remove dirt, grease and surface contaminants, scrape and remove all loose and defective coatings, prime bare areas with one coat of fire retardant primer and apply two coats of Class 'O' fire retardant matt paint, prepare and apply two coats of polyurethane lacquer or one undercoat and one gloss coat to all previously decorated timber surfaces to lobby, hall or corridor over 3.00sm ceiling area complete (classified as a single area). | 863.5406
470707 |  | X | N | Y | N | PA | LOBBY:REDECORATE COMPLETE NE 3SM CLASS 'O' | Painting and Decorating | Internal Decoration | Fire Retardant Paint - Whole Room | IT | 300.9358 | Hall:Thoroughly clean, scrape, one coat fire retardant primer, two coats Class 'O' fire retardant matt paint to walls and ceilings, two coat to all other surfaces to lobby ne 3.00sm ceiling area. | Lobby:Thoroughly clean down all wall and ceiling surfaces to common areas to remove dirt, grease and surface contaminants, scrape and remove all loose and defective coatings, prime bare areas with one coat of fire retardant primer and apply two coats of Class 'O' fire retardant matt paint, prepare and apply two coats of polyurethane lacquer or one undercoat and one gloss coat to all previously decorated timber surfaces to lobby or hall ne 3.00sm ceiling area complete (classified as a single area). | 300.9358
470751 |  | X | N | Y | N | PA | WALLS:APPLY 2 COATS CLASS 'O' PAINT | Painting and Decorating | Internal Decoration | Fire Retardant Paint to Walls and Ceilings | SM | 19.3911 | Walls:Thoroughly clean down, scrape loose coatings, prime bare areas with one coat of fire retardant primer and apply two coats of Class 'O' fire retardant matt paint. | Walls:Thoroughly clean down all wall surfaces to common areas to remove dirt, grease and surface contaminants, scrape and remove all loose or defective coatings, prime bare areas with one coat of fire retardant primer and apply two coats of Class 'O' fire retardant matt paint. | 19.3911
470753 |  | X | N | Y | N | PA | CEILINGS:APPLY 2 COATS CLASS 'O' PAINT | Painting and Decorating | Internal Decoration | Fire Retardant Paint to Walls and Ceilings | SM | 20.5029 | Ceilings:Thoroughly clean down all common area ceiling surfaces, scrape and remove all loose material, prime one coat of fire retardant primer, apply two coats of Class 'O' fire retardant matt paint. | Ceilings:Thoroughly clean down all ceiling surfaces to common areas to remove dirt, grease and surface contaminants, scrape and remove all loose or defective coatings, prime bare areas with one coat of fire retardant primer and apply two coats of Class 'O' fire retardant matt paint. | 20.5029
470801 |  | X | N | Y | N | PA | FLAME RETARDANT COATING:APPLY 2 CT SURFACES | Painting and Decorating | Internal Decoration | Flame Retardant Coatings - Two Coats | SM | 17.5109 | Flame Retardant Coating:Prepare and apply one undercoat and one finishing coat of clear flame retardant surface coating to general surfaces of woodwork. | Flame Retardant Coating:Prepare and apply one undercoat and one finishing coat of clear flame retardant surface coating to general surfaces of woodwork. | 17.5109
470803 |  | X | N | Y | N | PA | FLAME RETARDANT COATING:APPLY 2 CT SURFACE NE300MM | Painting and Decorating | Internal Decoration | Flame Retardant Coatings - Two Coats | LM | 13.0949 | Flame Retardant Coating:Prepare and apply one undercoat and one finishing coat of clear flame retardant surface coating to general surfaces of woodwork ne 300mm girth. | Flame Retardant Coating:Prepare and apply one undercoat and one finishing coat of clear flame retardant surface coating to general surfaces of woodwork ne 300mm girth. | 13.0949
470851 |  | X | N | Y | N | PA | FLAME RETARDANT COATING:APPLY 3 CT SURFACES | Painting and Decorating | Internal Decoration | Flame Retardant Coatings - Three Coats | SM | 26.5501 | Flame Retardant Coating:Prepare and apply two undercoats and one finishing coat of clear flame retardant surface coating to general surfaces of woodwork. | Flame Retardant Coating:Prepare and apply two undercoats and one finishing coat of clear flame retardant surface coating to general surfaces of woodwork. | 26.5501
470853 |  | X | N | Y | N | PA | FLAME RETARDANT COATING:APPLY 3 CT SURFACE NE300MM | Painting and Decorating | Internal Decoration | Flame Retardant Coatings - Three Coats | LM | 20.1982 | Flame Retardant Coating:Prepare and apply two undercoats and one finishing coat of clear flame retardant surface coating to general surfaces of woodwork ne 300mm girth. | Flame Retardant Coating:Prepare and apply two undercoats and one finishing coat of clear flame retardant surface coating to general surfaces of woodwork ne 300mm girth. | 20.1982
490001 |  | R | N | Y | N | AS | TANKING:INSTALL ASPHALT DPM HORIZONTAL | Specialist Treatments | Mastic Asphalt Tanking etc | Mastic Asphalt Tanking Damp Proof Membrane | SM | 66.5726 | Tanking:Clean off horizontal surface of concrete, prime surface or apply keying mix, apply two coats of asphalt to BS 6925, tanking and damp proofing 20mm thick all internal angle fillets, make good. | Tanking:Clean off horizontal surface of concrete, prime surface with bituminous emulsion or apply keying mix of cement, sand, slurry apply two coats of asphalt to BS 6925, tanking and damp proofing 20mm thick including all necessary internal angle fillets, make good and remove waste and debris. | 66.5726
490003 |  | R | N | Y | N | AS | TANKING:INSTALL ASPHALT DPM RAKE FOR KEY | Specialist Treatments | Mastic Asphalt Tanking etc | Mastic Asphalt Tanking Damp Proof Membrane | SM | 90.4758 | Tanking:Clean off vertical surface of concrete, prime surface or apply keying mix, apply two coats of asphalt to BS 6925, tanking and damp proofing 20mm thick all internal angle fillets, make good. | Tanking:Clean off vertical surface of concrete, prime surface with bituminous emulsion or apply keying mix of cement, sand, slurry apply two coats of asphalt to BS 6925, tanking and damp proofing 20mm thick including all necessary internal angle fillets, make good and remove waste and debris. | 90.4758
490005 |  | R | N | Y | N | AS | TANKING:INSTALL ASPHALT DPM VERTICAL | Specialist Treatments | Mastic Asphalt Tanking etc | Mastic Asphalt Tanking Damp Proof Membrane | SM | 93.9747 | Tanking:Rake out joints of brickwork to form key, brush surface of brickwork, prime with proprietary bitumen and rubber emulsion, apply two coats 20mm asphalt to BS 6925, tanking and damp proofing. | Tanking:Rake out joints of brickwork to form key, brush surface of brickwork, prime with proprietary bitumen and rubber emulsion, apply two coats of asphalt to BS 6925, tanking and damp proofing 20mm thick including all necessary internal angle fillets, make good and remove waste and debris. | 93.9747
490101 | New | R | N | Y | N | SP | TANKING:RENEW TO VERTICAL SURFACES NE 1SM | Specialist Treatments | Tanking Systems | Proprietary Tanking System | IT | 133.0308 | Tanking:Renew asphalt tanking to vertical surfaces, wall ne 1.00sm remove existing, prepare surface, apply asphalt in 3 coats to vertical surfaces, make good, and remove waste and debris. | Tanking:Renew asphalt tanking to vertical surfaces, wall ne 1.00sm including removing existing, renew including preparing surface and applying asphalt in 3 coats to vertical surfaces, make good, and remove waste and debris. | 133.0308
490103 | New | R | N | Y | N | SP | TANKING:RENEW TO VERTICAL SURFACES OVER 1SM | Specialist Treatments | Tanking Systems | Proprietary Tanking System | SM | 99.6773 | Tanking:Renew asphalt tanking to vertical surfaces, wall over 1.00sm remove existing, prepare surface, apply asphalt in 3 coats to vertical surfaces, make good, and remove waste and debris. | Tanking:Renew asphalt tanking to vertical surfaces, wall exceeding 1.00sm including removing existing, renew including preparing surface and applying asphalt in 3 coats to vertical surfaces, make good, and remove waste and debris. | 99.6773
490105 | New | R | N | Y | N | SP | TANKING:RENEW TO HORIZONTAL SURFACES NE 1SM | Specialist Treatments | Tanking Systems | Proprietary Tanking System | IT | 82.8368 | Tanking:Renew asphalt tanking to horizontal surfaces, wall ne 1.00sm, remove existing, prepare surface, apply asphalt in 3 coats to horizontal surfaces, make good, and remove waste and debris. | Tanking:Renew asphalt tanking to horizontal surfaces, wall ne 1.00sm including removing existing, renew including preparing surface and applying asphalt in 3 coats to horizontal surfaces, make good, and remove waste and debris. | 82.8368
490107 | New | R | N | Y | N | SP | TANKING:RENEW TO HORIZONTAL SURFACES OVER 1SM | Specialist Treatments | Tanking Systems | Proprietary Tanking System | SM | 66.1603 | Tanking:Renew asphalt tanking to horizontal surfaces, wall over 1.00sm, remove existing, prepare surface, apply asphalt in 3 coats to horizontal surfaces, make good, and remove waste and debris. | Tanking:Renew asphalt tanking to horizontal surfaces, wall exceeding 1.00sm including removing existing, renew including preparing surface and applying asphalt in 3 coats to horizontal surfaces, make good, and remove waste and debris. | 66.1603
630801 |  | R | N | N | N | PL | WALL:REMOVE AND REFIX WASHBASIN IN ASSOCIATION | Specialist Treatments | Fungus and Beetle Eradication and DPC Works | Plumbing Works | IT | 73.8933 | Wall:Remove, set aside, store and later refix washbasin and any pedestal in conjunction with specialist treatment works, turn water off/on, splashback, sealant, crossbond, make good. | Wall:Remove, set aside, store and later refix washbasin and any pedestal in conjunction with specialist treatment works, turn water off/on, disconnect and reconnect and provide new service valves if not already installed, adjust, extend pipe stubs, connect with new fittings, make good or fix new tile splashback, renew sealant, crossbond and make good all wall and floor finishes and remove waste and debris. | 73.8933
640601 |  | R | N | N | N | PL | WALL:REMOVE AND REFIX WC SUITE IN ASSOCIATION | Specialist Treatments | Fungus and Beetle Eradication and DPC Works | Plumbing Works | IT | 92.7355 | Wall:Remove, set aside, store, later refix WC and cistern in conjunction with specialist treatment works, new service valve new fittings, cone and multikwick, adjust or refix wc seat, make good. | Wall:Remove, set aside, store, later refix WC and cistern in conjunction with specialist treatment works, adjust, extend pipe stubs, and provide new service valve if not already installed connect with new fittings, cone and multikwik, adjust or refix wc seat, disconnect and reconnect pipework, replug wall, test and make good all wall and floor finishes and remove waste and debris. | 92.7355

## Lot 2
BAF26028 DLO Support Framework – Lot 2: Gas, Heating & Plumbing Repairs (incl. OOH)
Price Schedule
Tenderers must complete the yellow highlighted cells. Enter the proposed percentage adjustment in cell B8. Enter an uplift as a positive percentage (for example 10%) or a discount as a negative percentage (for example -10%). The adjustment is applied to every published SOR Rate and the adjusted total is shown in cell B8. All submitted prices must be fully inclusive of all costs associated with delivery unless expressly stated otherwise in the Tender Documents. No additional expenses or charges will be payable.
SOR Proposed Adjustment %
Total Amount (to be used for evaluation purposes) | 134471.5135
Document Code | New v8 | Priority | Right to Repair | Component Accounting | First Time Fix | NHF_Trade_Code | Short Description | Element | Section | Subsection | UOM | SOR Rate | Medium Description | Long Description | Adjusted SOR Rate
387001 |  | R | N | Y | N | JR | DUCT:RENEW 6MM PLYWOOD SIDED CASING NE 300MM | Carpentry and Joinery | Ducting and Bath Panels | Duct Casings | LM | 31.8633 | Duct:Renew duct NE 300mm, 6mm WBP plywood sides, screwed with brass cups and screws to and including frame, plug and screw to walls, form access points, decorate to match existing, remove waste. | Duct:Renew two or three sided pipe duct casing NE 300mm girth and framing, with 6mm WBP plywood casing sides, screwed with brass cups and screws to and including 38x50mm framing including plug and screw to walls, form access points as necessary and decorate to match existing and remove waste and debris. | 31.8633
387002 |  | R | N | Y | N | JR | DUCT:RENEW 12MM PLYWOOD SIDED CASING NE 300MM | Carpentry and Joinery | Ducting and Bath Panels | Duct Casings | LM | 41.3534 | Duct:Renew duct NE 300mm, 12mm WBP plywood sides, screwed with brass cups and screws to and including frame, plug and screw to walls, form access points, decorate to match existing, remove waste. | Duct:Renew two or three sided pipe duct casing NE 300mm girth and framing, with 12mm WBP plywood casing sides, screwed with brass cups and screws to and including 38x50mm framing including plug and screw to walls, form access points as necessary and decorate to match existing and remove waste and debris. | 41.3534
387003 |  | R | N | Y | N | JR | DUCT:RENEW 6MM PLYWOOD CASING SIDE OVER 300MM | Carpentry and Joinery | Ducting and Bath Panels | Duct Casings | SM | 69.2374 | Duct:Renew duct over 300mm, 6mm WBP plywood sides, screwed with brass cups and screws to and including frame, plug and screw to walls, form access points, decorate to match existing, remove waste. | Duct:Renew two or three sided pipe duct casing over 300mm girth and framing, with 6mm WBP plywood casing sides, screwed with brass cups and screws to and including 38x50mm framing including plug and screw to walls, form access points as necessary and decorate to match existing and remove waste and debris. | 69.2374
387004 |  | R | N | Y | N | JR | DUCT:RENEW 12MM PLYWOOD SIDED CASING OVER 300MM | Carpentry and Joinery | Ducting and Bath Panels | Duct Casings | SM | 101.774 | Duct:Renew duct over 300mm, 12mm WBP plywood sides, screwed with brass cups and screws to and including frame, plug and screw to walls, form access points, decorate to match existing, remove waste. | Duct:Renew two or three sided pipe duct casing over 300mm girth and framing, with 12mm WBP plywood casing sides, screwed with brass cups and screws to and including 38x50mm framing including plug and screw to walls, form access points as necessary and decorate to match existing and remove waste and debris. | 101.774
387007 |  | R | N | Y | N | JR | DUCT:RENEW 6MM PLYWOOD SIDED CASING NE 450MM | Carpentry and Joinery | Ducting and Bath Panels | Duct Casings | LM | 76.7566 | Duct:Renew duct NE 450mm, 6mm WBP plywood sides, screwed with brass cups and screws to and including frame, plug and screw to walls, form access points, decorate to match existing, remove waste. | Duct:Renew two or three sided pipe duct casing NE 450mm girth and framing, with 6mm WBP plywood casing sides, screwed with brass cups and screws to and including 38x50mm framing including plug and screw to walls, form access points as necessary and decorate to match existing and remove waste and debris. | 76.7566
387008 |  | R | N | Y | N | JR | DUCT:RENEW 12MM PLYWOOD SIDED CASING NE 450MM | Carpentry and Joinery | Ducting and Bath Panels | Duct Casings | LM | 86.5448 | Duct:Renew duct NE 450mm, 12mm WBP plywood sides, screwed with brass cups and screws to and including frame, plug and screw to walls, form access points, decorate to match existing, remove waste. | Duct:Renew two or three sided pipe duct casing NE 450mm girth and framing, with 12mm WBP plywood casing sides, screwed with brass cups and screws to and including 38x50mm framing including plug and screw to walls, form access points as necessary and decorate to match existing and remove waste and debris. | 86.5448
387009 |  | R | N | Y | N | JR | DUCT:RENEW PLASTERBOARD CASING NE 300MM | Carpentry and Joinery | Ducting and Bath Panels | Duct Casings | LM | 38.7027 | Duct:Renew duct NE 300mm, 12.5mm plasterboard sides, screwed with brass cups and screws to and including frame, plug and screw to walls, form access points, decorate to match existing, remove waste. | Duct:Renew two or three sided pipe duct casing NE 300mm girth and framing, with 12.5mm plasterboard casing sides, screwed with brass cups and screws to and including 38x50mm framing including plug and screw to walls, form access points as necessary and decorate to match existing and remove waste and debris. | 38.7027
387011 |  | R | N | Y | N | JR | DUCT:RENEW PLASTERBOARD CASING OVER 300MM | Carpentry and Joinery | Ducting and Bath Panels | Duct Casings | SM | 79.3268 | Duct:Renew duct over 300mm, 12.5mm plasterboard sides, screwed with brass cups and screws to and including frame, plug and screw to walls, form access points, decorate to match existing, remove waste. | Duct:Renew two or three sided pipe duct casing over 300mm girth and framing, with 12.5mm plasterboard casing sides, screwed with brass cups and screws to and including 38x50mm framing including plug and screw to walls, form access points as necessary and decorate to match existing and remove waste and debris. | 79.3268
387015 |  | R | N | Y | N | JR | DUCT:RENEW PLASTERBOARD SIDED NE 450MM | Carpentry and Joinery | Ducting and Bath Panels | Duct Casings | LM | 77.7578 | Duct:Renew duct NE 450mm, 12.5mm plasterboard sides, screwed with brass cups and screws to and including frame, plug and screw to walls, form access points, decorate to match existing, remove waste. | Duct:Renew two or three sided pipe duct casing NE 450mm girth and framing, with 12.5mm plasterboard casing sides, screwed with brass cups and screws to and including 38x50mm framing including plug and screw to walls, form access points as necessary and decorate to match existing and remove waste and debris. | 77.7578
387017 |  | U | N | N | Y | JR | DUCT:REMOVE REFIX CASING FOR CLIENT INSPECTION | Carpentry and Joinery | Ducting and Bath Panels | Duct Casings | LM | 12.5803 | Duct:Remove pipe duct casing for Employer inspection and later refix including all making good and make good decorations to match existing and remove waste and debris. | Duct:Remove pipe duct casing for Employer inspection and later refix including all making good and make good decorations to match existing and remove waste and debris. | 12.5803
387019 |  | R | N | N | N | JR | DUCT:FORM ACCESS PANEL IN EXISTING | Carpentry and Joinery | Ducting and Bath Panels | Duct Casings | IT | 63.2393 | Duct:Form access panel in existing duct casing, remove plywood casing as necessary, cut out, form access panel fixed with brass cups and screws all additional framing and make good decorations. | Duct:Form access panel in existing duct casing, remove plywood casing as necessary, cut out and form access panel fixed with brass cups and screws including all additional framing and make good decorations to match existing and remove waste and debris. | 63.2393
387021 |  | R | N | N | N | JR | DUCT:REMOVE DUCTING AND DISPOSE | Carpentry and Joinery | Ducting and Bath Panels | Duct Casings | NO | 11.1178 | Duct:Remove any type of duct covering and framing ne 1.00sm in wall area, make good finishes and remove waste and debris. | Duct:Remove any type of duct covering and framing ne 1.00sm in wall area, make good finishes and remove waste and debris. | 11.1178
387023 | New | R | N | N | N | JR | DUCT:INSTALL PROPRIETARY ACCESS PANEL 150 X 235MM | Carpentry and Joinery | Ducting and Bath Panels | Duct Casings | IT | 35.3148 | Duct: Cut opening in existing plywood or plasterboard duct casing and supply and install proprietary duct access panel size 150 x 235mm, all labours, make good, remove waste and debris. | Duct: Cut opening in existing plywood or plasterboard duct casing and supply and install proprietary duct access panel size 150 x 235mm in accordance with the manufacturers technical data sheet, all labours, make good, remove waste and debris. | 35.3148
387025 | New | R | N | N | N | JR | DUCT:INSTALL PROPRIETARY ACCESS PANEL 300 X 300MM | Carpentry and Joinery | Ducting and Bath Panels | Duct Casings | IT | 169.8493 | Duct: Cut opening in existing plywood or plasterboard duct casing and supply and install proprietary duct access panel size 300 x 300mm, all labours, make good, remove waste and debris. | Duct: Cut opening in existing plywood or plasterboard duct casing and supply and install proprietary duct access panel size 300 x 300mm in accordance with the manufacturers technical data sheet , all labours, make good, remove waste and debris. | 169.8493
388001 |  | R | N | Y | N | JR | BATH PANEL:RENEW HARDBOARD SIDE AND FRAMING | Carpentry and Joinery | Ducting and Bath Panels | Bath Panels and Framing | IT | 84.4631 | Bath Panel:Renew or supply and fix 4.8mm self finished hardboard side bath panel, securely screwed with chromium plated dome headed screws to and including 38x50mm softwood framing. | Bath Panel:Renew or supply and fix 4.8mm self finished hardboard side bath panel, securely screwed with chromium plated dome headed screws to and including 38x50mm softwood framing and remove waste and debris. | 84.4631
388003 |  | R | N | Y | N | JR | BATH PANEL:RENEW HARDBOARD END AND FRAMING | Carpentry and Joinery | Ducting and Bath Panels | Bath Panels and Framing | IT | 57.2566 | Bath Panel:Renew or supply and fix 4.8mm self finished hardboard end bath panel, fixed with chromium plated dome headed screws including 38x50mm softwood framing complete with metal bath panel trim. | Bath Panel:Renew or supply and fix 4.8mm self finished hardboard end bath panel, securely screwed with chromium plated dome headed screws to and including 38x50mm softwood framing complete with metal bath panel trim and remove waste and debris. | 57.2566
388005 |  | R | N | Y | N | JR | BATH PANEL:RENEW HARDBOARD SIDE END AND FRAMING | Carpentry and Joinery | Ducting and Bath Panels | Bath Panels and Framing | IT | 128.8937 | Bath Panel:Renew or supply and fix 4.8mm self finished hardboard side and end bath panels securely screwed with cp dome screws, 38x50mm softwood framing complete with metal bath panel trim. | Bath Panel:Renew or supply and fix 4.8mm self finished hardboard side and end bath panels securely screwed with chromium plated dome screws to and including 38x50mm softwood framing complete with metal bath panel trim and remove waste and debris. | 128.8937
388007 |  | R | N | Y | N | JR | BATH PANEL:RENEW HARDBOARD SIDE EXISTING FRAMING | Carpentry and Joinery | Ducting and Bath Panels | Bath Panels and Framing | IT | 28.833 | Bath Panel:Renew or supply and fix 4.8mm self finished hardboard side bath panel securely screwed with chromium plated dome screws to existing framing and remove waste and debris. | Bath Panel:Renew or supply and fix 4.8mm self finished hardboard side bath panel securely screwed with chromium plated dome screws to existing framing and remove waste and debris. | 28.833
388009 |  | R | N | Y | N | JR | BATH PANEL:RENEW HARDBOARD END EXISTING FRAMING | Carpentry and Joinery | Ducting and Bath Panels | Bath Panels and Framing | IT | 23.2741 | Bath Panel:Renew or supply and fix 4.8mm self finished hardboard end bath panel securely screwed with chromium plated dome screws to existing framing complete with metal bath panel trim. | Bath Panel:Renew or supply and fix 4.8mm self finished hardboard end bath panel securely screwed with chromium plated dome screws to existing framing complete with metal bath trim and remove waste and debris. | 23.2741
388011 |  | R | N | Y | N | JR | BATH PANEL:RENEW HARDBD SIDE END EXISTING FRAMING | Carpentry and Joinery | Ducting and Bath Panels | Bath Panels and Framing | IT | 43.6232 | Bath Panel:Renew or supply and fix 4.8mm self finished hardboard side and end bath panels securely screwed with chromium plated dome screws to existing framing and metal bath panel trim. | Bath Panel:Renew or supply and fix 4.8mm self finished hardboard side and end bath panels securely screwed with chromium plated dome screws to existing framing and including metal bath panel edge trim and remove waste and debris. | 43.6232
388013 |  | R | N | Y | N | JR | BATH PANEL:RENEW ACRYLIC SIDE | Carpentry and Joinery | Ducting and Bath Panels | Bath Panels and Framing | IT | 67.9423 | Bath Panel Panel:Renew or supply and fix proprietary acrylic side bath panel, colour to match, all plinths, trims, corner pieces and the like, securely fixed with brackets and make good. | Bath Panel:Renew or supply and fix proprietary acrylic side bath panel, colour to match, including all plinths, trims, corner pieces and the like, securely fixed with brackets and make good and remove waste and debris. | 67.9423
388015 |  | R | N | Y | N | JR | BATH PANEL:RENEW ACRYLIC END | Carpentry and Joinery | Ducting and Bath Panels | Bath Panels and Framing | IT | 42.3114 | Bath Panel Panel:Renew or supply and fix proprietary acrylic end bath panel, colour to match, all plinths, trims, corner pieces and the like, securely fixed with brackets and make good. | Bath Panel:Renew or supply and fix proprietary acrylic end bath panel, colour to match, including all plinths, trims, corner pieces and the like, securely fixed with brackets and make good and remove waste and debris. | 42.3114
388017 |  | R | N | Y | N | JR | BATH PANEL:RENEW ACRYLIC SIDE AND END | Carpentry and Joinery | Ducting and Bath Panels | Bath Panels and Framing | IT | 98.9905 | Bath Panel Panel:Renew or supply and fix proprietary acrylic side and end bath panel, colour to match, all plinths, trims, corner pieces etc, securely fixed with brackets, make good. | Bath Panel:Renew or supply and fix proprietary acrylic side and end bath panel, colour to match, including all plinths, trims, corner pieces and the like, securely fixed with brackets and make good and remove waste and debris. | 98.9905
388019 |  | U | N | N | Y | JR | BATH PANEL:REMOVE AND REFIX ANY TYPE | Carpentry and Joinery | Ducting and Bath Panels | Bath Panels and Framing | NO | 14.0428 | Bath Panel:Remove and later refix any bath panel (side or end) including any corner angle trim, skirting etc. | Bath Panel:Remove and later refix any bath panel (side or end) including any corner angle trim, skirting etc. | 14.0428
610101 |  | R | N | Y | N | PL | STACK:RENEW EXTERNAL PVCU COMPLETE NE 2 STOREY | Plumbing | Foul Drainage Above Ground | Soil and Vent Stacks - External - PVCu | IT | 598.8967 | Stack:Take down external soil stack complete to any dwelling ne 2 storey, renew with 110mm PVCu pipework with all fittings, make joints, fixed to structure, make good to structure, finishes, test. | Stack:Take down external soil stack complete to any dwelling ne 2 storey and renew with 110mm PVCu pipework complete with all necessary wc branches, bends, offsets, waste bosses, pipes, brackets, access pipes, drain connector, terminal and slate if necessary including all cutting and making joints, fixing to any background, make good to structure including roofing, soffit or similar and make good to all finishes and test and remove waste and debris. | 598.8967
610103 |  | R | N | Y | N | PL | STACK:RENEW EXTERNAL PVCU COMPLETE 2 TO 4 STOREY | Plumbing | Foul Drainage Above Ground | Soil and Vent Stacks - External - PVCu | IT | 885.4982 | Stack:Take down external soil stack complete to any dwelling over 2, ne 4 storey, renew with 110mm PVCu pipework with all fittings, make joints, fixed to structure, make good, test. | Stack:Take down external soil stack complete to any dwelling over 2, ne 4 storey and renew with 110mm PVCu pipework complete with all necessary wc branches, bends, offsets, waste bosses, pipes, brackets, access pipes, drain connector, terminal and slate if necessary including all cutting and making joints, fixing to any background, make good to structure including roofing, soffit or similar and make good to all finishes and test and remove waste and debris. | 885.4982
610105 |  | R | N | N | N | PL | STACK:RENEW EXTERNAL 110MM PVCU SOIL STACK | Plumbing | Foul Drainage Above Ground | Soil and Vent Stacks - External - PVCu | LM | 33.9742 | Stack:Renew 110mm diameter PVCu length or section of external soil stack, renew or refix clips as necessary, including cut and make joints, make good to structure and finishes and test. | Stack:Renew 110mm diameter PVCu length or section of external soil stack, renew or refix clips as necessary, including cut and make joints, make good to structure and finishes and test and remove waste and debris. | 33.9742
610107 |  | R | N | N | N | PL | STACK:RENEW EXTERNAL PVCU SOIL STACK BRACKET | Plumbing | Foul Drainage Above Ground | Soil and Vent Stacks - External - PVCu | NO | 15.3082 | Stack:Renew 110mm diameter external PVCu soil stack pipe bracket securely plugged and screwed to any background, make good to structure and finishes and test and remove waste and debris. | Stack:Renew 110mm diameter external PVCu soil stack pipe bracket securely plugged and screwed to any background, make good to structure and finishes and test and remove waste and debris. | 15.3082
610109 |  | R | N | N | N | PL | STACK:RENEW EXTERNAL PVCU WC BRANCH PIPE | Plumbing | Foul Drainage Above Ground | Soil and Vent Stacks - External - PVCu | NO | 125.8097 | Stack:Renew 110mm diameter external PVCu soil stack wc branch pipe with access, connect to pan, including cutting, make joints, cut holes to walls, make good to structure, finishes and test. | Stack:Renew 110mm diameter external PVCu soil stack wc branch pipe with access, connect to pan, including cutting, making joints, cut holes to walls, make good to structure and finishes and test and remove waste and debris. | 125.8097
610111 |  | R | N | N | N | PL | STACK:RENEW EXTERNAL PVCU OFFSET | Plumbing | Foul Drainage Above Ground | Soil and Vent Stacks - External - PVCu | NO | 44.8552 | Stack:Renew 110mm diameter external PVCu soil stack offset including cutting and making all necessary joints, make good to structure and finishes and test and remove waste and debris. | Stack:Renew 110mm diameter external PVCu soil stack offset including cutting and making all necessary joints, make good to structure and finishes and test and remove waste and debris. | 44.8552
610113 |  | R | N | N | N | PL | STACK:RENEW EXTERNAL PVCU JUNCTION | Plumbing | Foul Drainage Above Ground | Soil and Vent Stacks - External - PVCu | NO | 76.989 | Stack:Renew 110mm diameter external PVCu soil stack junction with access including cutting and making all necessary joints and make good to structure and finishes and test and remove waste and debris. | Stack:Renew 110mm diameter external PVCu soil stack junction with access including cutting and making all necessary joints and make good to structure and finishes and test and remove waste and debris. | 76.989
610115 |  | R | N | N | N | PL | STACK:RENEW EXTERNAL PVCU ACCESS BEND | Plumbing | Foul Drainage Above Ground | Soil and Vent Stacks - External - PVCu | NO | 67.0548 | Stack:Renew 110mm diameter external PVCu soil stack access bend, including cutting and making all necessary joints, make good to structure and finishes and test and remove waste and debris. | Stack:Renew 110mm diameter external PVCu soil stack access bend, including cutting and making all necessary joints, make good to structure and finishes and test and remove waste and debris. | 67.0548
610117 |  | R | N | N | N | PL | STACK:RENEW EXTERNAL PVCU ACCESS PIPE | Plumbing | Foul Drainage Above Ground | Soil and Vent Stacks - External - PVCu | NO | 61.7547 | Stack:Renew 110mm diameter external PVCu soil stack access pipe, including cutting and making all necessary joints, make good to structure and finishes and test and remove waste and debris. | Stack:Renew 110mm diameter external PVCu soil stack access pipe, including cutting and making all necessary joints, make good to structure and finishes and test and remove waste and debris. | 61.7547
610119 |  | R | N | N | N | PL | STACK:RENEW EXTERNAL PVCU VENT TERMINAL | Plumbing | Foul Drainage Above Ground | Soil and Vent Stacks - External - PVCu | NO | 98.3766 | Stack:Renew 110mm diameter external PVCu soil stack/vent terminal and weathering slate and make good to roofing. | Stack:Renew 110mm diameter external PVCu soil stack/vent terminal and weathering slate and make good to roofing. | 98.3766
610121 |  | R | N | N | N | PL | STACK:RENEW EXTERNAL PVCU DOUBLE SOCKET | Plumbing | Foul Drainage Above Ground | Soil and Vent Stacks - External - PVCu | NO | 64.6175 | Stack:Renew 110mm diameter external PVCu soil stack double socket, including cutting and making all necessary joints, make good to structure and finishes and test and remove waste and debris. | Stack:Renew 110mm diameter external PVCu soil stack double socket, including cutting and making all necessary joints, make good to structure and finishes and test and remove waste and debris. | 64.6175
610123 |  | R | N | N | N | PL | STACK:RENEW EXTERNAL PVCU DRAIN CONNECTOR | Plumbing | Foul Drainage Above Ground | Soil and Vent Stacks - External - PVCu | NO | 45.9363 | Stack:Renew drain connection with 110mm diameter external PVCu soil stack drainage adaptor. | Stack:Renew drain connection with 110mm diameter external PVCu soil stack drainage adaptor. | 45.9363
610125 |  | R | N | N | N | PL | STACK:RENEW EXTERNAL PVCU 110MM BOSS CONNECTOR | Plumbing | Foul Drainage Above Ground | Soil and Vent Stacks - External - PVCu | NO | 62.0472 | Stack:Renew 110mm diameter external PVCu soil stack boss connector, including cutting and making all necessary joints, make good and test and remove waste and debris. | Stack:Renew 110mm diameter external PVCu soil stack boss connector, including cutting and making all necessary joints, make good and test and remove waste and debris. | 62.0472
610127 |  | R | N | N | N | PL | STACK:RENEW EXTERNAL PVCU BOSS ADAPTOR | Plumbing | Foul Drainage Above Ground | Soil and Vent Stacks - External - PVCu | NO | 33.3389 | Stack:Renew 32mm or 40mm diameter external solvent PVCu boss adaptor, including any additional renewal of boss pipe and remove waste and debris. | Stack:Renew 32mm or 40mm diameter external solvent PVCu boss adaptor, including any additional renewal of boss pipe and remove waste and debris. | 33.3389
610129 |  | R | N | N | N | PL | STACK:REPAIR FRACTURE ON EXTERNAL PVCU AT SLAB | Plumbing | Foul Drainage Above Ground | Soil and Vent Stacks - External - PVCu | IT | 144.7935 | Stack:Repair fractured external soil outlet at slab level, break up slab, repair pipe-work, fix new pipe or fitting with new clips, remake joints, make good, test (measured per pipe or fitting). | Stack:Repair fractured external soil outlet at slab level, break up concrete slab, repair pipework fix new PVCu pipe or fitting with new clips, remake all joints, make good walls and floors and test (measured per pipe or fitting). | 144.7935
610131 |  | R | N | N | N | PL | STACK:ACCESS COVER TO EXISTING EXTERNAL PVCU | Plumbing | Foul Drainage Above Ground | Soil and Vent Stacks - External - PVCu | IT | 98.8691 | Stack:Insert or cut into existing external PVCu soil stack, fix new proprietary bolted removable access covers and seals, maintain integrity of system with compatible seals or solvent welding. | Stack:Insert or cut into any existing external PVCu soil stack and provide and fix new proprietary bolted removable access covers and seals, maintain integrity of existing system by using compatible seals or solvent welding. | 98.8691
610133 |  | R | N | N | N | PL | STACK:RENEW PVCU BALLOON GRATING | Plumbing | Foul Drainage Above Ground | Soil and Vent Stacks - External - PVCu | NO | 24.7305 | Stack:Renew PVCu balloon grating to soil stack. | Stack:Renew PVCu balloon grating to soil stack. | 24.7305
610135 |  | R | N | Y | N | PL | PIPE:REMOVE REDUNDANT SOIL AND VENT | Plumbing | Foul Drainage Above Ground | Soil and Vent Stacks - External - PVCu | NO | 21.0099 | Pipe:Remove any type and size of redundant soil and vent pipe, to dwelling ne two storey including all fittings, make good finishes and remove waste and debris. | Pipe:Remove any type and size of redundant soil and vent pipe, to dwelling ne two storey including all fittings, make good finishes and remove waste and debris. | 21.0099
610301 |  | R | N | Y | N | PL | STACK:RENEW INTERNAL PVCU COMPLETE NE 2 STOREY | Plumbing | Foul Drainage Above Ground | Soil and Vent Stacks - Internal - PVCu | IT | 542.8976 | Stack:Take down internal soil stack complete to any dwelling ne 2 storey, renew with 110mm PVCu pipework with all fittings, make joints, fixed to structure, make good, remove, refix casings, test. | Stack:Take down internal soil stack complete to any dwelling ne 2 storey and renew with 110mm PVCu pipework complete with all necessary fittings i.e. wc branch, bends, offsets, waste bosses, pipes, brackets, access pipes, drain connector terminal and slate if necessary including all cutting and making joints, fixing to any background, remove and refix access panels, duct casings and the like for access, make good to structure and finishes and test and remove waste and debris. | 542.8976
610303 |  | R | N | Y | N | PL | STACK:RENEW INTERNAL PVCU COMPLETE 2-4 STOREY | Plumbing | Foul Drainage Above Ground | Soil and Vent Stacks - Internal - PVCu | IT | 748.9756 | Stack:Take down internal soil stack complete to any dwelling over 2 ne 4 storey renew with 110mm PVCu pipework, all fittings, make joints, fixed to structure, make good, remove, refix casings, test. | Stack:Take down internal soil stack complete to any dwelling over 2 ne 4 storey and renew with 110mm PVCu pipework complete with all necessary wc branches, bends, offsets, waste bosses, pipes, brackets, access pipes, drain connector terminal and slate if necessary including all cutting and making joints, fixing to any background, remove and refix access panels, duct casings and the like for access, make good to structure and finishes and test and remove waste and debris. | 748.9756
610305 |  | R | N | Y | N | PL | STACK:RENEW INTERNAL 110MM PVCU SOIL STACK | Plumbing | Foul Drainage Above Ground | Soil and Vent Stacks - Internal - PVCu | LM | 30.2412 | Stack:Renew 110mm diameter PVCu length or section of internal soil stack, soil stack, renew or refix clips as necessary, including cut, make joints, make good, remove, refix duct casings and test. | Stack:Renew 110mm diameter PVCu length or section of internal soil stack, remove and refix access panels, duct casings and the like for access, renew or refix clips as necessary including cut and make joints, make good to structure and finishes and test and remove waste and debris. | 30.2412
610307 |  | R | N | N | N | PL | STACK:RENEW INTERNAL PVCU SOIL STACK BRACKETS | Plumbing | Foul Drainage Above Ground | Soil and Vent Stacks - Internal - PVCu | NO | 16.9432 | Stack:Renew 110mm diameter internal PVCu soil stack pipe bracket securely plugged and screwed to any background, make good to structure, finishes remove, refix duct casings and test, remove debris. | Stack:Renew 110mm diameter internal PVCu soil stack pipe bracket securely plugged and screwed to any background, remove and refix access panels, duct casings and the like for access make good to structure and finishes and test and remove waste and debris. | 16.9432
610309 |  | R | N | N | N | PL | STACK:RENEW INTERNAL PVCU WC BRANCH PIPE | Plumbing | Foul Drainage Above Ground | Soil and Vent Stacks - Internal - PVCu | NO | 112.9749 | Stack:Renew 110mm diameter internal PVCu soil stack wc branch pipe with access, connect to pan, including cutting, make joints, bulders work, make good, remove, refix casings, test, remove debris. | Stack:Renew 110mm diameter internal PVCu soil stack wc branch pipe with access, connect to pan, including cutting, making joints, cut holes to walls, make good to structure and finishes and test, remove and refix duct casings and access panels and the like for access and remove waste and debris. | 112.9749
610311 |  | R | N | N | N | PL | STACK:RENEW INTERNAL PVCU OFFSET | Plumbing | Foul Drainage Above Ground | Soil and Vent Stacks - Internal - PVCu | NO | 41.1222 | Stack:Renew 110mm diameter internal PVCu soil offset including cutting and make all necessary joints, make good, remove, refix casings, test, remove waste and debris. | Stack:Renew 110mm diameter internal PVCu soil stack offset including cutting and making all necessary joints, make good to structure and finishes and test, remove and refix duct casings and access panels and the like for access and remove waste and debris. | 41.1222
610313 |  | R | N | N | N | PL | STACK:RENEW INTERNAL PVCU JUNCTION | Plumbing | Foul Drainage Above Ground | Soil and Vent Stacks - Internal - PVCu | NO | 63.3368 | Stack:Renew 110mm diameter internal PVCu soil stack junction with access including cutting and make all necessary joints, make good, remove, refix casings, test, remove waste and debris. | Stack:Renew 110mm diameter internal PVCu soil stack junction with access including cutting and making all necessary joints, make good to structure and finishes test, remove and refix duct casings and access panels and the like for access and remove waste and debris. | 63.3368
610315 |  | R | N | N | N | PL | STACK:RENEW INTERNAL PVCU ACCESS BEND | Plumbing | Foul Drainage Above Ground | Soil and Vent Stacks - Internal - PVCu | NO | 57.9532 | Stack:Renew 110mm diameter internal PVCu soil stack access bend, including cutting and make all necessary joints, make good, remove, refix casings, test, remove waste and debris. | Stack:Renew 110mm diameter internal PVCu soil stack access bend, including cutting and making all necessary joints, make good to structure and finishes and test, remove and refix duct casings and access panels and the like for access and remove waste and debris. | 57.9532
610317 |  | R | N | N | N | PL | STACK:RENEW INTERNAL PVCU ACCESS PIPE | Plumbing | Foul Drainage Above Ground | Soil and Vent Stacks - Internal - PVCu | NO | 52.6531 | Stack:Renew 110mm diameter internal PVCu soil stack access pipe, including cutting and make all necessary joints, make good, remove, refix casings, test, remove waste and debris. | Stack:Renew 110mm diameter internal PVCu soil stack access pipe, including cutting and making all necessary joints, make good to structure and finishes and test, remove and refix duct casings and access panels for access and remove waste and debris. | 52.6531
610319 |  | R | N | N | N | PL | STACK:RENEW INTERNAL PVCU DOUBLE SOCKET | Plumbing | Foul Drainage Above Ground | Soil and Vent Stacks - Internal - PVCu | NO | 53.5323 | Stack:Renew 110mm diameter internal PVCu soil stack double socket, including cutting and make all necessary joints, make good, remove, refix casings, test, remove waste and debris. | Stack:Renew 110mm diameter internal PVCu soil stack double socket, including cutting and making all necessary joints, make good to structure and finishes and test, remove and refix duct casings and access panels and the like for access and remove waste and debris. | 53.5323
610321 |  | R | N | N | N | PL | STACK:RENEW INTERNAL PVCU 110MM BOSS CONNECTOR | Plumbing | Foul Drainage Above Ground | Soil and Vent Stacks - Internal - PVCu | NO | 52.9456 | Stack:Renew 110mm diameter internal PVCu soil stack boss connector, including cutting and make all necessary joints, make good, remove, refix casings, test, remove waste and debris. | Stack:Renew 110mm diameter internal PVCu soil stack boss connector, including cutting and making all necessary joints, make good and test, remove and refix duct casings and access panels and the like for access and remove waste and debris. | 52.9456
610323 |  | R | N | N | N | PL | STACK:RENEW INTERNAL PVCU BOSS ADAPTOR | Plumbing | Foul Drainage Above Ground | Soil and Vent Stacks - Internal - PVCu | NO | 25.5208 | Stack:Renew 32mm or 40mm diameter internal solvent PVCu boss adaptor, including any additional renewal of boss pipe, remove and refix duct casings and access panels and the like for access. | Stack:Renew 32mm or 40mm diameter internal solvent PVCu boss adaptor, including any additional renewal of boss pipe, remove and refix duct casings and access panels and the like for access and remove waste and debris. | 25.5208
610325 |  | R | N | N | N | PL | STACK:REPAIR FRACTURE ON INTERNAL PVCU AT SLAB | Plumbing | Foul Drainage Above Ground | Soil and Vent Stacks - Internal - PVCu | IT | 162.3015 | Stack:Repair fractured internal soil outlet at, slab level, break up slab, repair pipework, fix new pipe or fitting with new clips, remake joints, make good, remove, refix casings, test. | Stack:Repair fractured internal soil outlet at slab level, break up concrete slab, repair pipework fix new PVCu pipe or fitting with new clips, remake all joints, make good walls and floors and test, remove and refix duct casings and access panels and the like for access and remove waste and debris (measured per pipe or fitting). | 162.3015
610327 |  | R | N | N | N | PL | STACK:ACCESS COVER TO EXISTING INTERNAL PVCU STACK | Plumbing | Foul Drainage Above Ground | Soil and Vent Stacks - Internal - PVCu | IT | 80.666 | Stack:Insert or cut into existing internal PVCu, soil stack, fix new proprietary bolted removable access covers and seals, maintain integrity of system, remove and refix duct casings. | Stack:Insert or cut into any existing internal PVCu soil stack and provide and fix new proprietary bolted removable access covers and seals, maintain integrity of existing system by using compatible seals or solvent welding, remove and refix duct casings and access panels and the like for access and remove waste and debris. | 80.666
610329 |  | R | N | N | N | PL | STACK:RENEW PVCU AIR ADMITTANCE VALVE | Plumbing | Foul Drainage Above Ground | Soil and Vent Stacks - Internal - PVCu | IT | 45.558 | Stack:Renew Air Admittance Valve to PVCu internal soil stack including gain access, remove existing and fix new to existing PVC or CI stack including either socket or adaptor as necessary. | Stack:Renew Air Admittance Valve to PVCu internal soil stack including gain access, remove existing and fix new to existing PVC or CI stack including either socket or adaptor as necessary and remove waste and debris. | 45.558
610331 |  | R | N | N | N | PL | STACK:REMAKE JOINT PVCU STACK | Plumbing | Foul Drainage Above Ground | Soil and Vent Stacks - Internal - PVCu | NO | 37.5652 | Stack:Remake ne 100mm diameter PVCu soil stack joint including break joint, clean out and make joint. | Stack:Remake ne 100mm diameter PVCu soil stack joint including break joint, clean out and make joint. | 37.5652
610501 |  | R | N | N | N | PL | STACK:RENEW NE 150MM CAST IRON NE 2M | Plumbing | Foul Drainage Above Ground | Soil and Vent Stacks - Cast Iron - Repairs | NO | 258.959 | Stack:RenewUp to 150mm diameter cast iron soil stack length ne 2m long with existing or new clips or ears including all cutting, remake joints, make good and decorate to match existing. | Stack:Renew upto 150mm diameter cast iron soil stack length ne 2m long with existing or new clips or ears including all cutting, remake joints, make good and decorate to match existing and remove waste and debris. | 258.959
610503 |  | R | N | N | N | PL | STACK:REMAKE JOINT TO CAST IRON STACK | Plumbing | Foul Drainage Above Ground | Soil and Vent Stacks - Cast Iron - Repairs | NO | 57.1341 | Stack:Remake ne 150mm diameter cast iron soil stack joint. | Stack:Remake ne 150mm diameter cast iron soil stack joint. | 57.1341
610505 |  | R | N | N | N | PL | STACK:RENEW CAST IRON OFFSET | Plumbing | Foul Drainage Above Ground | Soil and Vent Stacks - Cast Iron - Repairs | NO | 296.5533 | Stack:Renew ne 150mm diameter offset to cast iron soil stack including remake joints and decorate to match existing and remove waste and debris. | Stack:Renew ne 150mm diameter offset to cast iron soil stack including remake joints and decorate to match existing and remove waste and debris. | 296.5533
610507 |  | R | N | N | N | PL | STACK:RENEW CAST IRON BRANCH | Plumbing | Foul Drainage Above Ground | Soil and Vent Stacks - Cast Iron - Repairs | NO | 319.319 | Stack:Renew ne 150mm diameter branch to cast iron soil stack including remake joints and decorate to match existing and remove waste and debris. | Stack:Renew ne 150mm diameter branch to cast iron soil stack including remake joints and decorate to match existing and remove waste and debris. | 319.319
620101 |  | R | N | N | N | PL | WASTE:RENEW 32MM PIPE AND TRAP BASIN | Plumbing | Waste Pipework and Fittings | Waste Pipework and Fittings - Plastic | NO | 66.3788 | Waste:Renew waste to sink or basin in ne 32mm plastic pipework complete with trap, all fittings, clips, cut or form holes, make good, make all connections to stack, gully or hopperhead, test. | Waste:Renew waste to any sink or basin in ne 32mm plastic pipework complete including trap, all fittings, clips, cut or form holes and make good, make all necessary connections to stack, gully or hopper head and test and remove waste and debris. | 66.3788
620103 |  | R | N | N | N | PL | WASTE:RENEW 40MM PIPE AND TRAP SINK | Plumbing | Waste Pipework and Fittings | Waste Pipework and Fittings - Plastic | NO | 80.7531 | Waste:Renew waste to sink or basin in ne 40mm plastic pipework complete with trap, all fittings, clips, cut or form holes and make good, make all connections to stack, gully or hopperhead, test. | Waste:Renew waste to any sink or basin in ne 40mm plastic pipework complete including trap, all fittings, clips, cut or form holes and make good, make all necessary connections to stack, gully or hopper head and test and remove waste and debris. | 80.7531
620105 |  | R | N | N | N | PL | WASTE:RENEW 40MM PIPE AND TRAP BATH | Plumbing | Waste Pipework and Fittings | Waste Pipework and Fittings - Plastic | NO | 96.8656 | Waste:Renew waste to any bath in ne 40mm plastic pipework complete with trap, all fittings, clips, cut or form holes and make good, make all connections to stack, gully or hopperhead, test. | Waste:Renew waste to any bath in ne 40mm plastic pipework complete including trap, all fittings, clips, cut or form holes and make good, make all necessary connections to stack, gully or hopper head and test and remove waste and debris. | 96.8656
620107 |  | R | N | N | N | PL | WASTE:RENEW 40MM PIPE AND TRAP SHOWER | Plumbing | Waste Pipework and Fittings | Waste Pipework and Fittings - Plastic | NO | 202.7329 | Waste:Renew waste to any shower in ne 40mm plastic pipework complete with sealed trap, all fittings, clips, remove, refix tray, cut, form holes, make good, make all connections, test. | Waste:Renew waste to any shower in ne 40mm plastic pipework complete including sealed trap, all fittings, clips, remove and refix tray, cut and form holes and make good, make all necessary connections to stack, gully or hopper head and test and remove waste and debris. | 202.7329
620109 |  | R | N | N | N | PL | WASTE:RENEW NE 40MM BEND OR CONNECTOR | Plumbing | Waste Pipework and Fittings | Waste Pipework and Fittings - Plastic | NO | 15.4339 | Waste:Renew ne 40mm diameter plastic straight connector or bend, make all necessary joints to waste pipe and trap or stack and test all joints on completion and remove waste and debris. | Waste:Renew ne 40mm diameter plastic straight connector or bend, make all necessary joints to waste pipe and trap or stack and test all joints on completion and remove waste and debris. | 15.4339
620111 |  | R | N | N | N | PL | WASTE:RENEW NE 40MM TEE | Plumbing | Waste Pipework and Fittings | Waste Pipework and Fittings - Plastic | NO | 18.9472 | Waste:Renew ne 40mm diameter plastic tee, make all necessary joints and test on completion and remove waste and debris. | Waste:Renew ne 40mm diameter plastic tee, make all necessary joints and test on completion and remove waste and debris. | 18.9472
620113 |  | R | N | N | N | PL | WASTE:RENEW LEAKING JOINT | Plumbing | Waste Pipework and Fittings | Waste Pipework and Fittings - Plastic | NO | 10.9494 | Waste:Renew joint of waste fitting, including remove and securely refix and make all necessary joints and test on completion and remove waste and debris. | Waste:Renew joint of waste fitting, including remove and securely refix and make all necessary joints and test on completion and remove waste and debris. | 10.9494
620115 |  | R | N | N | N | PL | WASTE:RENEW PLASTIC PIPE CLIP | Plumbing | Waste Pipework and Fittings | Waste Pipework and Fittings - Plastic | NO | 4.1567 | Waste:Renew or supply and fix pipe clip for any diameter plastic pipe including plugging and screwing as necessary. | Waste:Renew or supply and fix pipe clip for any diameter plastic pipe including plugging and screwing as necessary. | 4.1567
620117 |  | R | N | N | N | PL | TRAP:RENEW 32MM SINK OR BASIN TRAP | Plumbing | Waste Pipework and Fittings | Waste Pipework and Fittings - Plastic | NO | 17.7939 | Trap:Renew ne 32mm diameter plastic trap to sink or basin including all adjustments to pipework, make all connections and test on completion and remove waste and debris. | Trap:Renew ne 32mm diameter plastic trap to sink or basin including all adjustments to pipework, make all connections and test on completion and remove waste and debris. | 17.7939
620119 |  | R | N | N | N | PL | TRAP:RENEW 40MM SINK OR BASIN TRAP | Plumbing | Waste Pipework and Fittings | Waste Pipework and Fittings - Plastic | NO | 18.0864 | Trap:Renew ne 40mm diameter plastic trap to sink or basin including all adjustments to pipework, make all connections and test on completion and remove waste and debris. | Trap:Renew ne 40mm diameter plastic trap to sink or basin including all adjustments to pipework, make all connections and test on completion and remove waste and debris. | 18.0864
620121 |  | R | N | N | Y | PL | TRAP:RENEW NE 40MM BATH TRAP | Plumbing | Waste Pipework and Fittings | Waste Pipework and Fittings - Plastic | NO | 25.0897 | Trap:Renew ne 40mm diameter plastic trap to bath including all adjustments to pipework, make all connections and test on completion and remove waste and debris. | Trap:Renew ne 40mm diameter plastic trap to bath including all adjustments to pipework, make all connections and test on completion and remove waste and debris. | 25.0897
620123 |  | R | N | N | N | PL | TRAP:RENEW NE 40MM SHOWER TRAP | Plumbing | Waste Pipework and Fittings | Waste Pipework and Fittings - Plastic | NO | 121.4052 | Trap:Renew ne 40mm diameter plastic sealed trap to shower including all adjustments to pipework, make all connections, remove and refix tray and test and remove waste and debris. | Trap:Renew ne 40mm diameter plastic sealed trap to shower including all adjustments to pipework, make all connections, remove and refix tray and test and remove waste and debris. | 121.4052
620131 |  | R | N | N | N | PL | PIPE:RENEW 32MM WASTE | Plumbing | Waste Pipework and Fittings | Waste Pipework and Fittings - Plastic | LM | 24.9294 | Pipe:Renew any pipe with 32mm plastic waste pipe with all brackets, connections, bends, tees etc, cut/form holes and make good, make all necessary connections to stack, gulley or hopper head and test. | Pipe:Renew any pipe with 32mm plastic waste pipe complete with all brackets, connections, bends, tees etc., cut/form holes and make good, make all necessary connections to stack, gulley or hopper head and test and remove waste and debris. | 24.9294
620133 |  | R | N | N | N | PL | PIPE:RENEW 40MM WASTE | Plumbing | Waste Pipework and Fittings | Waste Pipework and Fittings - Plastic | LM | 26.0175 | Pipe:Renew any pipe with 40mm plastic waste pipe with all brackets, connections, bends, tees etc, cut/form holes and make good, make all necessary connections to stack, gulley or hopper head and test. | Pipe:Renew any pipe with 40mm plastic waste pipe complete with all brackets, connections, bends, tees etc., cut/form holes and make good, make all necessary connections to stack, gulley or hopper head and test and remove waste and debris. | 26.0175
620135 |  | R | N | N | N | PL | PIPE:RENEW 50MM WASTE | Plumbing | Waste Pipework and Fittings | Waste Pipework and Fittings - Plastic | LM | 33.1342 | Pipe:Renew any pipe with 50mm plastic waste pipe with all brackets, connections, bends, tees etc, cut/form holes and make good, make all necessary connections to stack, gulley or hopper head and test. | Pipe:Renew any pipe with 50mm plastic waste pipe complete with all brackets, connections, bends, tees etc., cut/form holes and make good, make all necessary connections to stack, gulley or hopper head and test and remove waste and debris. | 33.1342
620137 |  | R | N | N | N | PL | PIPE:PROVIDE CAPPED END | Plumbing | Waste Pipework and Fittings | Waste Pipework and Fittings - Plastic | NO | 9.5855 | Pipe:Provide capped end to any UPVC waste pipe ne 63mm diameter. | Pipe:Provide capped end to any UPVC waste pipe ne 63mm diameter. | 9.5855
620139 |  | R | N | Y | N | PL | PIPE:REMOVE REDUNDANT WASTE | Plumbing | Waste Pipework and Fittings | Waste Pipework and Fittings - Plastic | NO | 8.4038 | Pipe:Remove any type and size of redundant waste pipe including all fittings, make good finishes and remove waste and debris. | Pipe:Remove any type and size of redundant waste pipe including all fittings, make good finishes and remove waste and debris. | 8.4038
620307 |  | U | N | N | Y | PL | WASTE:REPAIR LEAK ON COPPER WASTE | Plumbing | Waste Pipework and Fittings | Waste Pipework and Fittings - Copper | NO | 15.469 | Waste:Repair leaking joint(s) to any copper waste fitting including remove and refix and all adjustments to pipework/fittings as necessary. | Waste:Repair leaking joint(s) to any copper waste fitting including remove and refix and all adjustments to pipework/fittings as necessary. | 15.469
620501 |  | E | Y | N | Y | PL | STACK:CLEAR BLOCKAGE NE 2 STOREY | Plumbing | Waste Pipework and Fittings | Soil/Waste Pipe Blockages | IT | 63.32 | Stack:Clear blockage from soil stack ne 2 storey including gain access, remove and refix any duct covers, rod, flush out and test and remove waste and debris from site on completion. | Stack:Clear blockage from soil stack ne 2 storey including gain access, remove and refix any duct covers, rod, flush out and test and remove waste and debris from site on completion. | 63.32
620503 |  | E | Y | N | Y | PL | STACK:CLEAR BLOCKAGE 2-4 STOREY | Plumbing | Waste Pipework and Fittings | Soil/Waste Pipe Blockages | IT | 94.2486 | Stack:Clear blockage from soil stack over 2, ne 4 storey including gain access, remove and refix any duct covers, rod, flush out and test and remove waste and debris from site on completion. | Stack:Clear blockage from soil stack over 2, ne 4 storey including gain access, remove and refix any duct covers, rod, flush out and test and remove waste and debris from site on completion. | 94.2486
620505 |  | E | Y | N | Y | PL | BATH:CLEAR BLOCKAGE TO WASTE | Plumbing | Waste Pipework and Fittings | Soil/Waste Pipe Blockages | NO | 25.9738 | Bath:Clear blockage to waste fitting, pipe or trap, flush out and test, remove and refix any access panels etc., as necessary, remove debris on completion and make good any finishes disturbed. | Bath:Clear blockage to waste fitting, pipe or trap, flush out and test, remove and refix any access panels etc., as necessary, remove debris on completion and make good any finishes disturbed. | 25.9738
620507 |  | E | Y | N | Y | PL | BASIN OR SINK:CLEAR BLOCKAGE | Plumbing | Waste Pipework and Fittings | Soil/Waste Pipe Blockages | NO | 15.469 | Basin or Sink:Clear blockage to waste fitting, pipe or trap, flush out and test, remove and refix any access panels etc. as necessary, remove debris on completion, make good any finishes disturbed. | Basin or Sink:Clear blockage to waste fitting, pipe or trap, flush out and test, remove and refix any access panels etc., as necessary, remove debris on completion and make good any finishes disturbed. | 15.469
620509 |  | E | N | N | Y | PL | WASHING MACHINE:CLEAR BLOCKED WASTE | Plumbing | Waste Pipework and Fittings | Soil/Waste Pipe Blockages | NO | 11.9673 | Washing Machine:Clear blockage to waste pipe or trap, flush out and test, remove and refix any access panels etc., as necessary, remove debris on completion and make good any finishes disturbed. | Washing Machine:Clear blockage to waste pipe or trap, flush out and test, remove and refix any access panels etc., as necessary, remove debris on completion and make good any finishes disturbed. | 11.9673
620513 |  | E | Y | N | Y | PL | WC PAN:CLEAR BLOCKAGE INCLUDING REMOVE | Plumbing | Waste Pipework and Fittings | Soil/Waste Pipe Blockages | NO | 44.9444 | WC Pan:Clear blockage to wc pan including remove refix pan, remake all joints, flush out and test, remove, refix any access panels etc, remove debris on completion, make good any finishes disturbed. | WC Pan:Clear blockage to WC pan including remove and refix pan and remake all joints, flush out and test, remove and refix any access panels etc., as necessary, remove debris on completion and make good any finishes disturbed. | 44.9444
620515 |  | U | N | N | Y | PL | SHOWER:CLEAR BLOCKAGE INCLUDING REMOVE | Plumbing | Waste Pipework and Fittings | Soil/Waste Pipe Blockages | NO | 29.4754 | Shower:Clear blockage to shower including remove/refix tray, flush out test, remove and refix any access panels etc., as necessary, remove debris on completion and make good any finishes disturbed. | Shower:Clear blockage to shower including remove/refix tray, flush out test, remove and refix any access panels etc., as necessary, remove debris on completion and make good any finishes disturbed. | 29.4754
620517 |  | E | Y | N | Y | PL | MACERATOR:CLEAR BLOCKAGE | Plumbing | Waste Pipework and Fittings | Soil/Waste Pipe Blockages | NO | 44.9444 | Macerator:Clear blockage to macerator and associated pipework, disconnect/reconnect electricity, pipework, remove and refix access panels, remove debris, flush out and test, make good. | Macerator:Clear blockage to macerator and associated pipework, disconnect/reconnect electricity supply, disconnect/reconnect pipework supply as necessary, remove and refix access panels to macerator, remove debris, flush out and test, remove and refix any pipework ducting across panels etc., as necessary, make good any finishes disturbed. | 44.9444
630101 |  | R | N | Y | N | PL | SINK TOP:RENEW SINGLE DRAINER TOP - TAPS | Plumbing | Fittings, Equipment and Appliances for Services | Sinks | NO | 334.0276 | Sink Top:Renew with any size/type stainless steel single drainer sink top complete with taps, waste, plug, chain, trap, service valves, make all connections, splashback, sealant, crossbond, test. | Sink Top:Renew with any size and type stainless steel single drainer sink top complete with new taps and waste fittings, reconnect to existing supply pipework including any adjustments and provide new service valves if not already installed, complete with new plug and chain, renew plastic trap and make all connections, make good existing or provide 300mm high glazed tile splashback fixed with adhesive including all labours, silicone sealant between splashback and fitting, crossbond and test and remove waste and debris. | 334.0276
630102 |  | R | N | Y | N | PL | SINK TOP:RENEW SINGLE DRAINER TOP - MIXER | Plumbing | Fittings, Equipment and Appliances for Services | Sinks | NO | 355.5673 | Sink Top:Renew with any size/type stainless steel single drainer sink top complete with mixer, waste, plug, chain, trap, service valves, make all connections, splashback, sealant, crossbond, test. | Sink Top:Renew with any size and type stainless steel single drainer sink top complete with new mixer taps and waste fittings, reconnect to existing supply pipework including any adjustments and provide new service valves if not already installed, complete with new plug and chain, renew plastic trap and make all connections, make good existing or provide 300mm high glazed tile splashback fixed with adhesive including all labours, silicone sealant between splashback and fitting, crossbond and test and remove waste and debris. | 355.5673
630103 |  | R | N | Y | N | PL | SINK TOP:RENEW DOUBLE DRAINER TOP - TAPS | Plumbing | Fittings, Equipment and Appliances for Services | Sinks | NO | 411.2924 | Sink Top:Renew with any size/type stainless steel double drainer sink top complete with taps, waste, plug, chain, trap, service valves, make all connections, splashback, sealant, crossbond, test. | Sink Top:Renew any with size and type stainless steel double drainer sink top complete with new taps and waste fittings, reconnect to existing supply pipework and provide new service valves if not already installed, including any adjustments, complete with new plug and chain, renew plastic trap and make all connections, make good existing or provide 300mm high glazed tile splashback fixed with adhesive including all labours, silicone sealant between splashback and fitting, crossbond and test and remove waste and debris. | 411.2924
630104 |  | R | N | Y | N | PL | SINK TOP:RENEW DOUBLE DRAINER TOP - MIXER | Plumbing | Fittings, Equipment and Appliances for Services | Sinks | NO | 432.8321 | Sink Top:Renew with any size/type stainless steel double drainer sink top complete with mixer, waste, plug, chain, trap, service valves, make all connections, splashback, sealant, crossbond, test. | Sink Top:Renew any with size and type stainless steel double drainer sink top complete with new mixer taps and waste fittings, reconnect to existing supply pipework and provide new service valves if not already installed, including any adjustments, complete with new plug and chain, renew plastic trap and make all connections, make good existing or provide 300mm high glazed tile splashback fixed with adhesive including all labours, silicone sealant between splashback and fitting, crossbond and test and remove waste and debris. | 432.8321
630105 |  | R | N | Y | N | PL | SINK UNIT:RENEW SINGLE DRAINER TOP TAPS BASE UNIT | Plumbing | Fittings, Equipment and Appliances for Services | Sinks | NO | 618.2166 | Sink Unit:Renew with any size/type stainless steel single drainer sink top and base unit, new taps waste fittings, connect to pipework, valves,chain, trap, splashback, sealant, crossbond, test. | Sink Unit:Renew with any size and type stainless steel single drainer sink top and base unit complete with new taps and waste fittings, reconnect to existing supply pipework including any adjustments and provide new service valves if not already installed, complete with new plug and chain, renew plastic trap and make all connections, make good existing or provide 300mm high glazed tile splashback fixed with adhesive including all labours, silicone sealant between splashback and fitting, crossbond and test and remove waste and debris. | 618.2166
630106 |  | R | N | Y | N | PL | SINK UNIT:RENEW SINGLE DRAINER TOP MIXER BASE UNIT | Plumbing | Fittings, Equipment and Appliances for Services | Sinks | NO | 639.7563 | Sink Unit:Renew with any size/type stainless steel single drainer sink top and base unit, new mixer, waste fittings, connect to pipework, valves,chain, trap, splashback, sealant, crossbond, test. | Sink Unit:Renew with any size and type stainless steel single drainer sink top and base unit complete with new mixer taps and waste fittings, reconnect to existing supply pipework including any adjustments and provide new service valves if not already installed, complete with new plug and chain, renew plastic trap and make all connections, make good existing or provide 300mm high glazed tile splashback fixed with adhesive including all labours, silicone sealant between splashback and fitting, crossbond and test and remove waste and debris. | 639.7563
630107 |  | U | N | N | Y | PL | SINK TOP:REFIX ANY LOOSE SINK TOP | Plumbing | Fittings, Equipment and Appliances for Services | Sinks | NO | 55.5162 | Sink Top:Refix any type and size of loose sink top including disconnect, remove and refix taps, pipework and fittings as necessary, remake silicone sealant joints and crossbond. | Sink Top:Refix any type and size of loose sink top including disconnect, remove and refix taps, pipework and fittings as necessary, remake silicone sealant joints and crossbond and remove waste and debris. | 55.5162
630109 |  | U | N | N | Y | PL | SINK:RENEW PLUG AND CHAIN | Plumbing | Fittings, Equipment and Appliances for Services | Sinks | NO | 9.2614 | Sink:Renew rubber plug and chain to sink and securely fix to and including new stud or backplate as necessary. | Sink:Renew rubber plug and chain to sink and securely fix to and including new stud or backplate as necessary. | 9.2614
630111 |  | R | N | N | N | PL | SINK:RENEW NE 42MM CP WASTE | Plumbing | Fittings, Equipment and Appliances for Services | Sinks | NO | 24.5983 | Sink:Renew ne 42mm cp waste fitting including disconnect trap, fix new waste fitting, plug and chain and reconnect trap including all adjustments to pipework as necessary and test. | Sink:Renew ne 42mm chrome plated waste fitting including disconnect trap, fix new waste fitting, plug and chain and reconnect trap including all adjustments to pipework as necessary and test and remove waste and debris. | 24.5983
630113 |  | R | N | N | N | PL | SINK:RENEW NE 42MM CP COMBINED WASTE | Plumbing | Fittings, Equipment and Appliances for Services | Sinks | NO | 36.4336 | Sink:Renew ne 42mm cp waste and combined overflow including disconnect trap, fix new waste fitting, overflow, plug and chain and reconnect trap, adjustment to pipework as necessary, test. | Sink:Renew ne 42mm chrome plated waste and combined overflow including disconnect trap, fix new waste fitting, overflow, plug and chain and reconnect trap including adjustment to pipework as necessary and test and remove waste and debris. | 36.4336
630115 |  | R | N | N | N | PL | SINK:REFIX OR RENEW CANTILEVER BRACKETS | Plumbing | Fittings, Equipment and Appliances for Services | Sinks | NO | 63.2347 | Sink:Refix or renew cantilever brackets to any size or type of fireclay sink including disconnect and remove/refix sink if required and reconnect all pipework, all necessary plugging, make good. | Sink:Refix or renew cantilever brackets to any size or type of fireclay sink including disconnect and remove/refix sink if required and reconnect all pipework and all necessary plugging and making good and remove waste and debris. | 63.2347
630117 |  | R | N | Y | N | PL | SINK TOP:RENEW SINGLE DRAINER DEEP BOWL TOP TAPS | Plumbing | Fittings, Equipment and Appliances for Services | Sinks - Deep Bowl | NO | 323.7901 | Sink Top:Renew with any size/type stainless steel deep bowl single drainer sink top with taps, waste, plug, chain, trap, service valves, make all connections, splashback, sealant, crossbond, test. | Sink Top:Renew with any size/type stainless steel deep bowl single drainer sink top complete with new taps and waste fittings, reconnect to existing supply pipework and provide new service valves if not already installed, including any adjustments, complete with new plug and chain, renew plastic trap, make all connections, make good existing or provide 300mm high glazed tile splashback fixed with adhesive including all labours, silicone sealant between splashback and fitting and crossbond, test, adjust sink base unit to accommodate deep bowl and trap and remove waste and debris. | 323.7901
630119 |  | R | N | Y | N | PL | SINK TOP:RENEW DOUBLE DRAINER DEEP BOWL TOP TAPS | Plumbing | Fittings, Equipment and Appliances for Services | Sinks - Deep Bowl | NO | 396.6674 | Sink Top:Renew with any size/type stainless steel deep bowl double drainer sink top with taps, waste, plug, chain, trap, service valves, make all connections, splashback, sealant, crossbond, test. | Sink Top:Renew any with size/type stainless steel deep bowl double drainer sink top complete with new taps and waste fittings, reconnect to existing supply pipework and provide new service valves if not already installed, including any adjustments, complete with new plug and chain, renew plastic trap, make all connections, make good existing or provide 300mm high glazed tile splashback fixed with adhesive including all labours, silicone sealant between splashback and fitting and crossbond, test, adjust sink base unit to accommodate deep bowl and trap and remove waste and debris. | 396.6674
630121 |  | R | N | Y | N | PL | SINK UNIT:RENEW SINGLE DRAINER DEEP TOP TAPS BASE | Plumbing | Fittings, Equipment and Appliances for Services | Sinks - Deep Bowl | NO | 579.9664 | Sink Unit:Renew with any size/type stainless steel deep bowl single drainer sink top and base unit, new taps, waste fittings, pipework, valves,chain, trap, splashback, sealant, crossbond, test. | Sink Unit:Renew with any size/type stainless steel deep bowl single drainer sink top and base unit complete with new taps and waste fittings, connect to existing supply pipework including any adjustments and provide new service valves if not already installed, complete with new plug and chain, renew plastic trap make all connections, make good existing or provide 300mm high glazed tile splashback fixed with adhesive including all labours, silicone sealant between splashback and fitting, crossbond and test and remove waste and debris. | 579.9664
630141 |  | R | N | Y | N | PL | SINK TOP:RENEW SINGLE DRAINER DEEP BOWL TOP MIXER | Plumbing | Fittings, Equipment and Appliances for Services | Sinks - Deep Bowl | NO | 376.2529 | Sink Top:Renew with any size/type stainless steel deep bowl single drainer sink top with mixer, waste, plug, chain, trap, service valves, make all connections, splashback, sealant, crossbond, test. | Sink Top:Renew with any size/type stainless steel deep bowl single drainer sink top complete with new mixer tap and waste fittings, reconnect to existing supply pipework and provide new service valves if not already installed, including any adjustments, complete with new plug and chain, renew plastic trap, make all connections, make good existing or provide 300mm high glazed tile splashback fixed with adhesive including all labours, silicone sealant between splashback and fitting and crossbond, test, adjust sink base unit to accommodate deep bowl and trap and remove waste and debris. | 376.2529
630143 |  | R | N | Y | N | PL | SINK TOP:RENEW DOUBLE DRAINER DEEP BOWL TOP MIXER | Plumbing | Fittings, Equipment and Appliances for Services | Sinks - Deep Bowl | NO | 456.4661 | Sink Top:Renew with any size/type stainless steel deep bowl double drainer sink top with mixer, waste, plug, chain, trap, service valves, make all connections, splashback, sealant, crossbond, test. | Sink Top:Renew any with size/type stainless steel deep bowl double drainer sink top complete with new mixer tap and waste fittings, reconnect to existing supply pipework and provide new service valves if not already installed, including any adjustments, complete with new plug and chain, renew plastic trap, make all connections, make good existing or provide 300mm high glazed tile splashback fixed with adhesive including all labours, silicone sealant between splashback and fitting and crossbond, test, adjust sink base unit to accommodate deep bowl and trap and remove waste and debris. | 456.4661
630145 |  | R | N | Y | N | PL | SINK UNIT:RENEW SINGLE DRAINER DEEP TOP MIXER BASE | Plumbing | Fittings, Equipment and Appliances for Services | Sinks - Deep Bowl | NO | 601.5061 | Sink Unit:Renew with any size/type stainless steel deep bowl single drainer sink top and base unit, new mixer, waste fittings, pipework, valves,chain, trap, splashback, sealant, crossbond, test. | Sink Unit:Renew with any size/type stainless steel deep bowl single drainer sink top and base unit complete with new mixer tap and waste fittings, connect to existing supply pipework including any adjustments and provide new service valves if not already installed, complete with new plug and chain, renew plastic trap make all connections, make good existing or provide 300mm high glazed tile splashback fixed with adhesive including all labours, silicone sealant between splashback and fitting, crossbond and test and remove waste and debris. | 601.5061
630147 |  | R | N | Y | N | PL | SINK:OVERHAUL | Plumbing | Fittings, Equipment and Appliances for Services | Sinks | IT | 40.196 | Sink:Overhaul any type of kitchen sinktop, disconnect/reconnect, dismantle, service, re-assemble taps, waste, overflow etc., remake joints, resecure waste, sink to base unit, clean sink, make good. | Sink:Overhaul any type of kitchen sinktop, disconnect, dismantle, service, reassemble, and reconnect taps, waste outlet, overflow etc. as necessary, remake joint to waste trap, resecure waste, resecure sink to base unit, renew silicone sealant, clean sink, make good all works disturbed and test that sink is performing satisfactorily. | 40.196
630149 |  | R | N | Y | N | PL | SINK:DISCONNECT AND REMOVE | Plumbing | Fittings, Equipment and Appliances for Services | Sinks | IT | 20.3161 | Sink:Remove sink and sink base unit complete, disconnect, seal off all supply and waste pipework, make good to all wall and floor finishes, remove waste and debris (sink and unit not being renewed). | Sink:Remove sink and sink base unit complete, disconnect and seal off all supply and waste pipework, make good to all wall and floor finishes and remove waste and debris (sink and unit not being renewed). | 20.3161
630201 |  | R | N | Y | N | PL | SINK TOP:SUPPLY INSET TAPS | Plumbing | Fittings, Equipment and Appliances for Services | Sink Tops - Inset | NO | 254.6916 | Sink Top:Fix 508x935mm stainless steel inset single bowl single drainer sink top, with taps, waste, plug, chain, trap, service valves, make all connections, splashback, sealant, crossbond, test. | Sink Top:Supply and fix 508x935mm stainless steel inset sink top, single bowl and single drainer complete with new taps and waste fitting, including cut out work top, sink, connect to existing supply pipework and provide new service valves if not already installed, including any adjustments, complete with new plug and chain, provide plastic waste trap and pipework, make all connections, silicone sealant between sink top and work top, crossbond and test and remove waste and debris. | 254.6916
630203 |  | R | N | Y | N | PL | SINK TOP:RENEW INSET WITH TAPS | Plumbing | Fittings, Equipment and Appliances for Services | Sink Tops - Inset | NO | 240.685 | Sink Top:Renew with 508x935mm stainless steel inset single bowl single drainer sink top, with taps, waste, plug, chain, trap, service valves, make all connections, sealant, crossbond, test. | Sink Top:Renew with 508x935mm stainless steel inset sink top, single bowl and single drainer complete with new taps and waste fitting, reconnect to existing supply pipework and provide new service valves if not already installed, including any adjustments, complete with new plug and chain, renew plastic waste trap, make all connections, renew silicone sealant between sink top and work top, crossbond and test and remove waste and debris. | 240.685
630211 |  | R | N | Y | N | PL | SINK TOP:SUPPLY DEEP BOWL INSET TAPS | Plumbing | Fittings, Equipment and Appliances for Services | Sink Tops - Deep Bowl Inset | NO | 273.3999 | Sink Top:Fix 508x935mm stainless steel inset single deep bowl single drainer sink top, with taps, waste, plug, chain, trap, service valves, make all connections, splashback, sealant, crossbond, test. | Sink Top:Supply and fix 508x935mm stainless steel inset sink top, single deep bowl and single drainer complete with new taps and waste fitting, including cut out work top for sink, connect to existing supply pipework and provide new service valves if not already installed, including any adjustments, complete with new plug and chain, provide plastic waste trap and pipework, make all connections, silicone sealant between sink top and work top, crossbond, test, adjust sink base unit to accommodate deep bowl and trap and remove waste and debris. | 273.3999
630213 |  | R | N | Y | N | PL | SINK TOP:RENEW WITH DEEP BOWL INSET TAPS | Plumbing | Fittings, Equipment and Appliances for Services | Sink Tops - Deep Bowl Inset | NO | 245.9968 | Sink Top:Renew with 508x935mm stainless steel single deep bowl single drainer sink top, with taps, waste, plug, chain, trap, service valves, make all connections, splashback, sealant, crossbond, test. | Sink Top:Renew with 508x935mm stainless steel inset sink top, single deep bowl and single drainer complete with new taps and waste fitting, reconnect to existing supply pipework and provide new service valves if not already installed, including any adjustments, complete with new plug and chain, renew plastic waste trap, make all connections, renew silicone sealant between sinktop and worktop, top, crossbond, test, adjust sink base unit to accommodate deep bowl and trap and remove waste and debris. | 245.9968
630221 |  | R | N | Y | N | PL | SINK TOP:SUPPLY INSET MIXER | Plumbing | Fittings, Equipment and Appliances for Services | Sink Tops - Inset | NO | 276.2313 | Sink Top:Fix 508x935mm stainless steel inset single bowl single drainer sink top, with mixer, waste, plug, chain, trap, service valves, make all connections, splashback, sealant, crossbond, test. | Sink Top:Supply and fix 508x935mm stainless steel inset sink top, single bowl and single drainer complete with new mixer tap and waste fitting, including cut out work top, sink, connect to existing supply pipework and provide new service valves if not already installed, including any adjustments, complete with new plug and chain, provide plastic waste trap and pipework, make all connections, silicone sealant between sink top and work top, crossbond and test and remove waste and debris. | 276.2313
630223 |  | R | N | Y | N | PL | SINK TOP:RENEW INSET WITH MIXER | Plumbing | Fittings, Equipment and Appliances for Services | Sink Tops - Inset | NO | 262.2247 | Sink Top:Renew with 508x935mm stainless steel inset single bowl single drainer sink top, with mixer, waste, plug, chain, trap, service valves, make all connections, sealant, crossbond, test. | Sink Top:Renew with 508x935mm stainless steel inset sink top, single bowl and single drainer complete with new mixer tap and waste fitting, reconnect to existing supply pipework and provide new service valves if not already installed, including any adjustments, complete with new plug and chain, renew plastic waste trap, make all connections, renew silicone sealant between sink top and work top, crossbond and test and remove waste and debris. | 262.2247
630231 |  | R | N | Y | N | PL | SINK TOP:SUPPLY DEEP BOWL INSET MIXER | Plumbing | Fittings, Equipment and Appliances for Services | Sink Tops - Deep Bowl Inset | NO | 294.9396 | Sink Top:Fix 508x935mm stainless steel inset single deep bowl single drainer sink top, with mixer, waste, plug, chain, trap, service valves, make all connections, splashback, sealant, crossbond, test. | Sink Top:Supply and fix 508x935mm stainless steel inset sink top, single deep bowl and single drainer complete with new mixer taps and waste fitting, including cut out work top for sink, connect to existing supply pipework and provide new service valves if not already installed, including any adjustments, complete with new plug and chain, provide plastic waste trap and pipework, make all connections, silicone sealant between sink top and work top, crossbond, test, adjust sink base unit to accommodate deep bowl and trap and remove waste and debris. | 294.9396
630233 |  | R | N | Y | N | PL | SINK TOP:RENEW WITH DEEP BOWL INSET MIXER | Plumbing | Fittings, Equipment and Appliances for Services | Sink Tops - Deep Bowl Inset | NO | 280.933 | Sink Top:Renew with 508x935mm stainless steel single deep bowl single drainer sink top, with mixer, waste, plug, chain, trap, service valves, make all connections, splashback, sealant, crossbond, test | Sink Top:Renew with 508x935mm stainless steel inset sink top, single deep bowl and single drainer complete with new mixer taps and waste fitting, reconnect to existing supply pipework and provide new service valves if not already installed, including any adjustments, complete with new plug and chain, renew plastic waste trap, make all connections, renew silicone sealant between sinktop and worktop, top, crossbond, test, adjust sink base unit to accommodate deep bowl and trap and remove waste and debris. | 280.933
630301 |  | R | N | Y | N | PL | SINK UNIT:REMOVE SINK TOP AND RENEW 1M BASE TAPS | Plumbing | Fittings, Equipment and Appliances for Services | Sink Base Units | NO | 393.9163 | Sink Unit:Remove stainless steel sink top and set aside, renew 1000mm long sink base unit, refix and reconnect existing sink top, valves, renew taps, sealant, remake connections, crossbond, test. | Sink Unit:Remove stainless steel sink top and set aside, renew 1000mm long sink base unit scribed and securely plugged to wall, refix and reconnect existing sink top and provide new service valves if not already installed, renew taps, silicone sealant between splashback and fitting and crossbond, remake connections to existing supply and waste pipework, test and make good plaster or tiled finishes on completion and remove waste and debris. | 393.9163
630303 |  | R | N | Y | N | PL | SINK UNIT:REMOVE SINK TOP RENEW 1.2M BASE TAPS | Plumbing | Fittings, Equipment and Appliances for Services | Sink Base Units | NO | 443.9488 | Sink Unit:Remove stainless steel sink top and set aside, renew 1200mm long sink base unit, refix and reconnect existing sink top, valves, renew taps, sealant, remake connections, crossbond, test. | Sink Unit:Remove stainless steel sink top and set aside, renew 1200mm long sink base unit scribed and securely plugged to wall, refix and reconnect existing sink top and provide new service valves if not already installed, renew taps, silicone sealant between splashback and fitting, crossbond, remake connections to existing supply and waste pipework, test and make good plaster or tiled finishes on completion and remove waste and debris. | 443.9488
630305 |  | R | N | Y | N | PL | SINK UNIT:REMOVE SINK TOP RENEW 1.5M BASE TAPS | Plumbing | Fittings, Equipment and Appliances for Services | Sink Base Units | NO | 515.7668 | Sink Unit:Remove stainless steel sink top and set aside, renew 1500mm long sink base unit, refix and reconnect existing sink top, valves, renew taps, sealant, remake connections, crossbond, test. | Sink Unit:Remove stainless steel sink top and set aside, renew 1500mm long sink base unit scribed and securely plugged to wall, refix and reconnect existing sink top and provide new service valves if not already installed, renew taps, silicone sealant between splashback and fitting, crossbond, remake connections to existing supply and waste pipework, test and make good plaster or tiled finishes on completion and remove waste and debris. | 515.7668
630311 |  | R | N | Y | N | PL | SINK UNIT:REMOVE SINK TOP AND RENEW 1M BASE MIXER | Plumbing | Fittings, Equipment and Appliances for Services | Sink Base Units | NO | 415.456 | Sink Unit:Remove stainless steel sink top and set aside, renew 1000mm long sink base unit, refix and reconnect existing sink top, valves, new mixer, sealant, remake connections, crossbond, test. | Sink Unit:Remove stainless steel sink top and set aside, renew 1000mm long sink base unit scribed and securely plugged to wall, refix and reconnect existing sink top and provide new service valves if not already installed, renew with mixer taps, silicone sealant between splashback and fitting, crossbond, remake connections to existing supply and waste pipework, test and make good plaster or tiled finishes on completion and remove waste and debris. | 415.456
630313 |  | R | N | Y | N | PL | SINK UNIT:REMOVE SINK TOP RENEW 1.2M BASE MIXER | Plumbing | Fittings, Equipment and Appliances for Services | Sink Base Units | NO | 465.4885 | Sink Unit:Remove stainless steel sink top and set aside, renew 1200mm long sink base unit, refix and reconnect existing sink top, valves, new mixer, sealant, remake connections, crossbond, test. | Sink Unit:Remove stainless steel sink top and set aside, renew 1200mm long sink base unit scribed and securely plugged to wall, refix and reconnect existing sink top and provide new service valves if not already installed, renew with mixer taps, silicone sealant between splashback and fitting, crossbond, remake connections to existing supply and waste pipework, test and make good plaster or tiled finishes on completion and remove waste and debris. | 465.4885
630315 |  | R | N | Y | N | PL | SINK UNIT:REMOVE SINK TOP RENEW 1.5M BASE MIXER | Plumbing | Fittings, Equipment and Appliances for Services | Sink Base Units | NO | 537.3065 | Sink Unit:Remove stainless steel sink top and set aside, renew 1500mm long sink base unit, refix and reconnect existing sink top, valves, new mixer, sealant, remake connections, crossbond, test. | Sink Unit:Remove stainless steel sink top and set aside, renew 1500mm long sink base unit scribed and securely plugged to wall, refix and reconnect existing sink top and provide new service valves if not already installed, renew with mixer taps, silicone sealant between splashback and fitting, crossbond, remake connections to existing supply and waste pipework, test and make good plaster or tiled finishes on completion and remove waste and debris. | 537.3065
630501 |  | U | N | Y | N | PL | WC SUITE:RENEW LOW LEVEL WITH PLASTIC CISTERN | Plumbing | Fittings, Equipment and Appliances for Services | WC Suites | NO | 329.0096 | WC Suite:Renew wc suite complete with pan, 6 litre plastic low level cistern, service valve, make flush, soil pipe joints with Easy-Fit connectors, test all joints, plastic seat and lid. | WC Suite:Renew wc suite complete with vitreous china pan fixed with brass or non-ferrous screws to floor including any necessary plugging, 6 litre plastic low level cistern plugged to wall, with overflow syphon, silencer pipe, float handle and ball valve, 32mm diameter flush pipe, wc cone, reconnect to existing supply and overflow pipework and provide new service valve if not already installed, make flush pipe and soil pipe joints with and including 'Easy-Fit' connectors and test all joints and fix new plastic seat and lid to pan and remove waste and debris. | 329.0096
630503 |  | U | N | Y | N | PL | WC SUITE:RENEW LOW LEVEL WITH CHINA CISTERN | Plumbing | Fittings, Equipment and Appliances for Services | WC Suites | NO | 386.2811 | WC Suite:Renew wc suite complete with pan, 6 litre china low level cistern, service valve, make flush, soil pipe joints with Easy-Fit connectors, test all joints, plastic seat and lid. | WC Suite:Renew wc suite complete with vitreous china pan fixed with brass or non-ferrous screws to floor including any necessary plugging, 6 litre vitreous china low level cistern plugged to wall, with overflow syphon, silencer pipe, float handle and ball valve, 32mm diameter flush pipe, wc cone, reconnect to existing supply and overflow pipework and provide new service valve if not already installed, make flush pipe and soil pipe joints with and including 'Easy-Fit' connectors and test all joints and fix new plastic seat and lid to pan and remove waste and debris. | 386.2811
630505 |  | U | N | Y | N | PL | WC SUITE:RENEW HIGH LEVEL WITH PLASTIC CISTERN | Plumbing | Fittings, Equipment and Appliances for Services | WC Suites | NO | 357.79 | WC Suite:Renew wc suite complete with pan, 6 litre plastic high level cistern, service valve, make flush, soil pipe joints with Easy-Fit connectors, test all joints, plastic seat and lid. | WC Suite:Renew wc suite complete with vitreous china pan fixed with brass or non-ferrous screws to floor including any necessary plugging, 6 litre plastic high level cistern plugged to wall, with overflow syphon, silencer pipe, float, pull chain and ball valve, 32mm diameter flush pipe, wc cone, reconnect to existing supply and overflow pipework and provide new service valve if not already installed, make flush pipe and soil pipe joints with and including 'Easy-Fit' connectors and test all joints and fix new plastic plastic seat and lid to pan and remove waste and debris. | 357.79
630507 |  | U | N | Y | N | PL | WC SUITE:RENEW HIGH LEVEL WITH CHINA CISTERN | Plumbing | Fittings, Equipment and Appliances for Services | WC Suites | NO | 415.0615 | WC Suite:Renew wc suite complete with pan, 6 litre china high level cistern, service valve, make flush, soil pipe joints with Easy-Fit connectors, test all joints, plastic seat and lid. | WC Suite:Renew wc suite complete with vitreous china pan fixed with brass or non-ferrous screws to floor including any necessary plugging, 6 litre vitreous china high level cistern plugged to wall, with overflow syphon, silencer pipe, float, pull chain and ball valve, 32mm diameter flush pipe, wc cone, reconnect existing supply and overflow pipework and provide new service valve if not already installed, make flush pipe and soil pipe joints with and including 'Easy-Fit' connectors and test all joints and fix new plastic seat and lid to pan and remove waste and debris. | 415.0615
630509 |  | U | N | Y | N | PL | WC SUITE:RENEW CLOSE COUPLED | Plumbing | Fittings, Equipment and Appliances for Services | WC Suites | NO | 335.9126 | WC Suite:Renew vitreous china close coupled wc suite with pan 6 litre china cistern, service valve, make soil pipe joint with Easy-Fit connector, test, plastic seat and lid to pan. | WC Suite:Renew vitreous china close coupled wc suite with pan fixed with brass or non-ferrous screws to floor, including any necessary plugging, 6 litre vitreous china cistern plugged to wall with overflow, syphon, silencer pipe, float, handle and ball valve, reconnect to existing supply and overflow pipework and provide new service valve if not already installed, make soil pipe joint with and including 'Easy-Fit' connector and test all joints, fix new plastic seat and lid to pan and remove waste and debris. | 335.9126
630511 |  | U | N | Y | N | PL | WC PAN:RENEW COMPLETE | Plumbing | Fittings, Equipment and Appliances for Services | WC Suites | NO | 221.4238 | WC Pan:Renew wc pan fixed to floor, including any plugging, renew wc cone, remake flush pipe and soil pipe joints with Easy-Fit connectors, fix new plastic seat and lid to pan, make good. | WC Pan:Renew wc pan fixed with brass or non-ferrous screws to floor, including any plugging, renew wc cone, remake flush pipe and soil pipe joints with and including 'Easy-Fit' connectors, fix new plastic seat and lid to pan, make good to all wall and floor finishes and remove waste and debris. | 221.4238
630513 |  | U | N | N | Y | PL | WC PAN:RENEW SEAT COMPLETE | Plumbing | Fittings, Equipment and Appliances for Services | WC Suites | NO | 31.7169 | WC Pan:Renew single or double flap seat and bracket to wc pan and remove waste and debris. | WC Pan:Renew single or double flap seat and bracket to wc pan and remove waste and debris. | 31.7169
630514 |  | R | N | Y | N | PL | WC SUITE:REMOVE COMPLETE | Plumbing | Fittings, Equipment and Appliances for Services | WC Suites | NO | 52.1534 | WC Suite:Remove WC suite complete including disconnect pan and cistern, seal off soil pipe connection, cut back, seal off pipework, make good, and remove waste and debris (wc suite not being renewed). | WC Suite:Remove WC suite complete including disconnect pan and seal off soil pipe connection, disconnect cistern cut back and seal off supply and overflow pipework, make good existing sub floor and make good to all wall and floor finishes and remove waste and debris (wc suite not being renewed). | 52.1534
630516 |  | U | N | N | Y | PL | WC PAN:OVERHAUL ANY TYPE | Plumbing | Fittings, Equipment and Appliances for Services | WC Suites | NO | 70.2348 | WC Pan:Overhaul any type of pan, renew seat and cover, seat hinges, refix seat, refix pan, renew flush pipe, renew wc cone and flush pipe joint, remake connections, leave wc pan in working order. | WC Pan:Overhaul any type of pan, if necessary renew seat and cover, seat hinges, refix seat, refix pan if loose, renew flush pipe, renew wc cone and flush pipe joint, remake outlet or soil pipe connection with cement/sand or 'Easy-Fit' connector or rubber wc gasket, test for leaks on completion and leave wc pan in working order. | 70.2348
630518 |  | U | N | N | Y | PL | WC PAN:RENEW DEMENTIA FRIENDLY SEAT COMPLETE | Plumbing | Fittings, Equipment and Appliances for Services | WC Suites | NO | 49.5594 | WC Pan:Renew single or double flap dementia friendly seat and bracket to wc pan and remove waste and debris. | WC Pan:Renew single or double flap dementia friendly seat and bracket to wc pan and remove waste and debris. | 49.5594
630521 |  | U | N | N | Y | PL | WC PAN:RENEW FLUSH PIPE | Plumbing | Fittings, Equipment and Appliances for Services | WC Suites | NO | 18.414 | WC Pan:Renew 32mm diameter low or high level flush pipe, make joint to pan with new cone and to cistern and remove waste and debris. | WC Pan:Renew 32mm diameter low or high level flush pipe, make joint to pan with new cone and to cistern and remove waste and debris. | 18.414
630533 |  | R | N | Y | N | PL | WC CISTERN:RENEW LOW LEVEL PLASTIC | Plumbing | Fittings, Equipment and Appliances for Services | WC Suites | NO | 71.1574 | WC Cistern:Renew with 6 litre plastic low level cistern complete plugged to wall reconnect existing supply overflow and flush pipework, service valve, test and make good to all finishes. | WC Cistern:Renew with 6 litre plastic low level cistern plugged and screwed securely to wall with overflow, syphon, silencer pipe, float, handle and ballvalve, reconnect existing supply overflow and flush pipework and provide new service valve if not already installed, test on completion and make good all finishes and remove waste and debris. | 71.1574
630535 |  | R | N | Y | N | PL | WC CISTERN:RENEW LOW LEVEL CHINA | Plumbing | Fittings, Equipment and Appliances for Services | WC Suites | NO | 131.9306 | WC Cistern:Renew with 6 litre china low level cistern complete plugged to wall reconnect existing supply overflow and flush pipework, service valve, test and make good to all finishes. | WC Cistern:Renew with 6 litre vitreous china low level cistern plugged and screwed securely to wall with overflow, syphon, silencer pipe, float, handle and ballvalve, reconnect existing supply overflow and flush pipework and provide new service valve if not already installed, test on completion and make good all finishes and remove waste and debris. | 131.9306
630537 |  | R | N | Y | N | PL | WC CISTERN:RENEW HIGH LEVEL PLASTIC | Plumbing | Fittings, Equipment and Appliances for Services | WC Suites | NO | 85.164 | WC Cistern:Renew with 6 litre plastic high level cistern complete plugged to wall reconnect existing supply overflow and flush pipework, service valve, test and make good to all finishes. | WC Cistern:Renew with 6 litre plastic high level cistern on existing brackets, with overflow, syphon, silencer pipe, float, handle and chain and ballvalve, reconnect existing supply overflow and flush pipework and provide new service valve if not already installed, test on completion and make good all finishes and remove waste and debris. | 85.164
630539 |  | R | N | Y | N | PL | WC CISTERN:RENEW HIGH LEVEL CHINA | Plumbing | Fittings, Equipment and Appliances for Services | WC Suites | NO | 145.937 | WC Cistern:Renew with 6 litre china high level cistern complete plugged to wall reconnect existing supply overflow and flush pipework, service valve, test and make good to all finishes. | WC Cistern:Renew with 6 litre vitreous china high level cistern on existing brackets, with overflow, syphon, silencer pipe, float, handle and chain and ballvalve, reconnect existing supply, overflow and flush pipework and provide new service valve if not already installed, test on completion and make good all finishes and remove waste and debris. | 145.937
630541 |  | R | N | Y | N | PL | WC CISTERN:RENEW HIGH WITH LOW PLASTIC | Plumbing | Fittings, Equipment and Appliances for Services | WC Suites | NO | 87.4537 | WC Cistern:Renew wc high level cistern with 6 litre plastic wc low level cistern plugged to wall reconnect existing supply overflow and flush pipework, service valve, test and make good. | WC Cistern:Renew wc high level cistern with 6 litre plastic wc low level cistern plugged and screwed securely to wall, with overflow, syphon, silencer pipe, float, handle and ballvalve, reconnect existing supply, overflow and flush pipework including any necessary adjustments and provide new service valve if not already installed, test on completion and make good all finishes and remove waste and debris. | 87.4537
630543 |  | R | N | Y | N | PL | WC CISTERN:RENEW HIGH WITH LOW CHINA | Plumbing | Fittings, Equipment and Appliances for Services | WC Suites | NO | 148.227 | WC Cistern:Renew wc high level cistern with 6 litre china wc low level cistern plugged to wall reconnect existing supply overflow and flush pipework, service valve, test and make good. | WC Cistern:Renew wc high level cistern with 6 litre vitreous china wc low level cistern plugged and screwed securely to wall, with overflow, syphon, silencer pipe, float, handle and ballvalve, reconnect existing supply, overflow and flush pipework including any necessary adjustments and provide new service valve if not already installed, test on completion and make good all finishes and remove waste and debris. | 148.227
630545 |  | U | N | N | Y | PL | WC CISTERN:REFIX INCLUDING RENEW BRACKET | Plumbing | Fittings, Equipment and Appliances for Services | WC Suites | NO | 38.8271 | WC Cistern:Refix any wc cistern, turn off/on supply, disconnect, reconnect pipework, replug to wall, remove existing and fix new brackets and refix cistern, test and make good to all finishes. | WC Cistern:Refix any wc cistern, including turn off water supply, disconnect and make all necessary connections to pipework and replug securely to wall, including remove existing and fix new brackets and refix cistern, turn on water supply, test and make good all finishes and remove waste and debris. | 38.8271
630559 |  | U | N | N | Y | PL | WC CISTERN:RENEW OVERFLOW | Plumbing | Fittings, Equipment and Appliances for Services | WC Suites | NO | 64.3646 | WC Cistern:Renew polypropylene overflow pipe to cistern, disconnect, remove existing overflow pipe fit new overflow pipe, including fittings, clips, cut and make good holes and finishes as necessary. | WC Cistern:Renew polypropylene overflow pipe to cistern, disconnect and remove existing defective overflow pipe and fit new overflow pipe, including fittings, clips, cut and make good holes and finishes as necessary and remove waste and debris. | 64.3646
630571 |  | U | Y | N | Y | PL | WC CISTERN:OVERHAUL ANY TYPE | Plumbing | Fittings, Equipment and Appliances for Services | WC Suites | IT | 46.7616 | WC Cistern:Overhaul any type of cistern, if necessary renew any parts including lid, remake joints, including turn off/on water supply, test on completion and leave cistern in working order. | WC Cistern:Overhaul any type of cistern, if necessary renew diaphragm, linkage adjustment, water level, rewasher, reseat etc., renew float, renew ballvalve, repair leak on flush pipe, tighten flush pipe nut and check flushing operation, repair leak to overflow, including renew overflow connector, renew flushing arm and lever assembly to low level wc pull chain and handle to high level wc cistern, cistern flushing syphon and remake joints, including turn off water supply reinstate water supply and test on completion and leave cistern in working order and remove waste and debris. | 46.7616
630573 |  | U | Y | N | Y | PL | WC CISTERN/PAN:OVERHAUL ANY TYPE | Plumbing | Fittings, Equipment and Appliances for Services | WC Suites | IT | 88.9028 | WC Cistern/Pan:Overhaul any type of wc suite, renew, overhaul or refix any parts, remake connections, check flushing operation, repair leaks, test, wc suite in working order, remove waste and debris. | WC Cistern/Pan:Overhaul any type of wc suite, if necessary renew seat and cover, seat hinges, refix seat, refix pan if loose, renew flush pipe, renew wc cone and flush pipe joint, remake outlet or soil pipe connection with cement/sand or 'Easy-Fit' connector or rubber wc gasket, renew diaphram, linkage adjustment, water level, rewasher, reseat etc., renew float, renew ballvalve, repair leak on flush pipe, tighten flush pipe nut and check flushing operation, repair leak to overflow, including renew overflow connector, renew flushing arm and lever assembly to low level wc pull chain and handle to high level wc cistern, cistern flushing syphon and remake joints, including turn off water supply reinstate water supply and test on completion and leave wc suite in working order and remove waste and debris. | 88.9028
630601 |  | R | N | Y | N | PL | MACERATOR:RENEW OR INSTALL 5M | Plumbing | Fittings, Equipment and Appliances for Services | Macerators | IT | 617.3259 | Macerator:Supply/install or renew proprietary macerator system to wc suite, 20AMP DP fused switch, all cabling, mini trunking, RCBO/MCB and RCD, pipework to SVP ne 5m, test, make good. | Macerator:Supply and install proprietary macerator system to sanitary fittings, connect to electrical supplies including provision of 20 AMP double pole fused switch connection unit with flexible cabling, cable with mini trunking to consumer unit, provide RCBO or MCB and RCD protection, provide and install small bore pipework from macerator to soil and vent stack, up to 5m run, connect to wc suite including adaptor, fill, test and undertake electrical tests, make good finishes and remove waste and debris. | 617.3259
630603 |  | R | N | Y | N | PL | MACERATOR:RENEW OR INSTALL 10M | Plumbing | Fittings, Equipment and Appliances for Services | Macerators | IT | 662.2504 | Macerator:Supply/install or renew proprietary macerator system to wc suite, 20AMP DP fused switch, all cabling, mini trunking, RCBO/MCB and RCD, pipework to SVP ne 10m, test, make good. | Macerator:Supply and install proprietary macerator system to sanitary fittings, connect to electrical supplies including provision of 20 AMP double pole fused switch connection unit with flexible cabling, cable with mini trunking to consumer unit, provide RCBO or MCB and RCD protection, provide and install small bore pipework from macerator to soil and vent stack, over 5m and upto 10m run, connect to wc suite including adaptor, fill, test and undertake electrical tests, make good finishes and remove waste and debris. | 662.2504
630605 |  | U | Y | N | Y | PL | MACERATOR:OVERHAUL ANY TYPE | Plumbing | Fittings, Equipment and Appliances for Services | Macerators | IT | 47.8694 | Macerator:Overhaul any type of macerator in accordance with manufacturers technical data sheet, disconnect/reconnect electricity supply, flush out, test and remove waste and debris. | Macerator:Overhaul any type of macerator in accordance with manufacturers technical data sheet, disconnect/reconnect electricity supply, flush out, test and remove waste and debris. | 47.8694
630701 |  | R | N | Y | N | PL | BASIN:RENEW ON BRACKETS COMPLETE TAPS | Plumbing | Fittings, Equipment and Appliances for Services | Wash Hand Basins | NO | 259.5521 | Basin:Renew wash hand basin size ne 560x406mm complete with brackets, taps, waste, service valves,chain, trap, make all connections, test, splashback, silicone sealant, crossbond. | Basin:Renew vitreous china wash hand basin size ne 560x406mm complete with brackets, new taps and waste fitting, reconnect existing supply pipework including any adjustments, provide new service valves if not already installed, complete with new plug and chain, plastic trap, connect to waste and test all joints, make good existing or fix new 300mm high glazed wall tile splashback fixed with adhesive including all labours, silicone sealant between splashback and basin, crossbond and remove waste and debris. | 259.5521
630703 |  | R | N | Y | N | PL | BASIN:RENEW COMPLETE WITH PEDESTAL TAPS | Plumbing | Fittings, Equipment and Appliances for Services | Wash Hand Basins | NO | 285.902 | Basin:Renew wash hand basin size ne 560x406mm complete with pedestal, taps, waste, service valves,chain, trap, make all connections, test, splashback, silicone sealant, crossbond. | Basin:Renew vitreous china wash hand basin size ne 560x406mm complete with pedestal, new taps and waste fitting, reconnect existing supply pipework including any adjustments, provide new service valves if not already installed, complete with new plug and chain, plastic trap, connect to waste and test all joints, make good existing or fix new 300mm high glazed wall tile splashback fixed with adhesive including all rounded edges and labours, silicone sealant between splashback and basin, crossbond and remove waste and debris. | 285.902
630705 |  | R | N | Y | N | PL | BASIN:RENEW PEDESTAL ONLY | Plumbing | Fittings, Equipment and Appliances for Services | Wash Hand Basins | NO | 96.0851 | Basin:Renew any wash hand basin pedestal, turn water off and on, remove, refix wash hand basin renew pedestal, reconnect to pipework, service valves, sealant, make good crossbond. | Basin:Renew any vitreous china wash hand basin pedestal including turn water off and on, remove existing wash hand basin and renew pedestal, refix basin and reconnect to supply and waste pipework, provide new service valves if not already installed, renew silicone sealant to splashback, make good all finishes and crossbond and remove waste and debris. | 96.0851
630707 |  | U | N | N | Y | PL | BASIN:DISCONNECT AND REMOVE | Plumbing | Fittings, Equipment and Appliances for Services | Wash Hand Basins | NO | 37.3646 | Basin:Remove basin including brackets or pedestal complete, disconect and seal off pipework, and remove waste and debris. | Basin:Remove basin including brackets or pedestal complete, disconnect and seal off supply and waste pipework and make good to all wall and floor finishes and remove waste and debris (wash hand basin not being renewed). | 37.3646
630713 |  | U | N | N | Y | PL | BASIN:REFIX WASH HAND BASIN | Plumbing | Fittings, Equipment and Appliances for Services | Wash Hand Basins | NO | 52.0764 | Basin:Refix wash hand basin, turn off water and on disconnect, refix basin onto bracket, renew brackets if necessary, make connections, services valves, and test all joints, remake crossbond. | Basin:Refix wash hand basin, turn off water supply disconnect and refix basin onto bracket and make all necessary connections, provide new services valves if not already installed, reinstate water supply and test all joints, remake crossbond and remove waste and debris. | 52.0764
630714 |  | R | N | Y | N | PL | BASIN:OVERHAUL | Plumbing | Fittings, Equipment and Appliances for Services | Wash Hand Basins | IT | 31.2739 | Basin:Overhaul any type of wash hand basin, as necessary, refix to brackets or pedestal, sealant to splashback/vanity unit, reseat, overhaul waste/overflow, clean trap, overhaul taps or mixers. | Basin:Overhaul any type of wash-hand basin and pedestal, disconnect, dismantle, service, reassemble and reconnect taps, waste outlet, overflow etc. as necessary, resecure basin to brackets or pedestal, resecure pedestal, remake joint to waste trap, resecure waste, renew silicone sealant, clean basin and pedestal, make good all works disturbed and test that basin is performing satisfactorily. | 31.2739
630715 |  | U | N | N | Y | PL | BASIN:RENEW PLUG AND CHAIN | Plumbing | Fittings, Equipment and Appliances for Services | Wash Hand Basins | NO | 5.7596 | Basin:Renew rubber plug and chain to basin and secure to stud. | Basin:Renew rubber plug and chain to basin and secure to stud. | 5.7596
630717 |  | R | N | N | N | PL | BASIN:RENEW CP WASTE FITTING | Plumbing | Fittings, Equipment and Appliances for Services | Wash Hand Basins | NO | 29.6143 | Basin:Renew 32mm chromium plated waste fitting to wash hand basin, complete with plug and chain, bed and fix new waste and make connection to trap, and test all newly made joints on completion. | Basin:Renew 32mm chromium plated waste fitting to wash hand basin, complete with plug and chain, bed and fix new waste and make connection to trap and test all newly made joints on completion and remove waste and debris. | 29.6143
630718 |  | R | N | N | N | PL | BASIN:RENEW CP SWIVEL WASTE FITTING | Plumbing | Fittings, Equipment and Appliances for Services | Wash Hand Basins | NO | 27.3562 | Basin:Renew 32mm chromium plated swivel waste fitting to wash hand basin, bed and fix new waste and make connection to trap, and test all newly made joints on completion, and remove waste and debris. | Basin:Renew 32mm chromium plated swivel waste fitting to wash hand basin, bed and fix new waste and make connection to trap, and test all newly made joints on completion, and remove waste and debris. | 27.3562
630719 |  | R | N | N | N | PL | BASIN:RENEW CP POP-UP WASTE | Plumbing | Fittings, Equipment and Appliances for Services | Wash Hand Basins | NO | 43.0761 | Basin:Renew 32mm chromium plated pop-up waste fitting to basin, with rod cover, fixing rod, bed, fix new waste, make connection to trap, connect pop-up fitting, test, remove/refix pedestal. | Basin:Renew 32mm chromium plated pop-up waste fitting to wash hand basin, complete with rod cover and fixing rod, bed and fix new waste and make connection to trap, connect pop-up fitting and test all newly made joints on completion, including remove and refix pedestal as necessary. | 43.0761
630721 |  | U | N | N | Y | PL | BASIN:OVERHAUL CP POP-UP WASTE | Plumbing | Fittings, Equipment and Appliances for Services | Wash Hand Basins | NO | 29.7849 | Basin:Overhaul 32mm chromium plated pop-up waste fitting to basin, renew any parts, rebed, remake connection to trap, reconnect pop-up fitting and test, remove and refix pedestal. | Basin:Overhaul 32mm chromium plated pop-up waste fitting to wash hand basin, including renewing rod, cover, fixing rod or connection nut, rebed as necessary, remake connection to trap, reconnect pop-up fitting and test all newly made joints on completion, including remove and refix pedestal as necessary. | 29.7849
630731 |  | R | N | Y | N | PL | BASIN:RENEW ON BRACKETS COMPLETE MIXERS | Plumbing | Fittings, Equipment and Appliances for Services | Wash Hand Basins | NO | 292.7032 | Basin:Renew wash hand basin size ne 560x406mm complete with brackets, mixer, waste, service valves,chain, trap, make all connections, test, splashback, silicone sealant, crossbond. | Basin:Renew vitreous china wash hand basin size ne 560x406mm complete with brackets, new mixer taps and waste fitting, reconnect existing supply pipework including any adjustments, provide new service valves if not already installed, complete with new plug and chain, plastic trap, connect to waste and test all joints, make good existing or fix new 300mm high glazed wall tile splashback fixed with adhesive including all labours, silicone sealant between splashback and basin, crossbond and remove waste and debris. | 292.7032
630733 |  | R | N | Y | N | PL | BASIN:RENEW COMPLETE WITH PEDESTAL MIXER | Plumbing | Fittings, Equipment and Appliances for Services | Wash Hand Basins | NO | 319.0533 | Basin:Renew wash hand basin size ne 560x406mm complete with pedestal, mixer, waste, service valves,chain, trap, make all connections, test, splashback, silicone sealant, crossbond. | Basin:Renew vitreous china wash hand basin size ne 560x406mm complete with pedestal, new mixer taps and waste fitting, reconnect existing supply pipework including any adjustments, provide new service valves if not already installed, complete with new plug and chain, plastic trap, connect to waste and test all joints, make good existing or fix new 300mm high glazed wall tile splashback fixed with adhesive including all rounded edges and labours, silicone sealant between splashback and basin, crossbond and remove waste and debris. | 319.0533
630801 |  | R | N | N | N | PL | WALL:REMOVE AND REFIX WASHBASIN IN ASSOCIATION | Specialist Treatments | Fungus and Beetle Eradication and DPC Works | Plumbing Works | IT | 73.8933 | Wall:Remove, set aside, store and later refix washbasin and any pedestal in conjunction with specialist treatment works, turn water off/on, splashback, sealant, crossbond, make good. | Wall:Remove, set aside, store and later refix washbasin and any pedestal in conjunction with specialist treatment works, turn water off/on, disconnect and reconnect and provide new service valves if not already installed, adjust, extend pipe stubs, connect with new fittings, make good or fix new tile splashback, renew sealant, crossbond and make good all wall and floor finishes and remove waste and debris. | 73.8933
630901 |  | R | N | Y | N | PL | BATH:RENEW 1700MM STEEL WITH TAPS | Plumbing | Fittings, Equipment and Appliances for Services | Baths | NO | 631.3047 | Bath:Renew upto 1700mm heavy duty steel bath complete with taps, waste, plug, chain, trap service valves, bath panels, splashback, silicone sealant, make all connections, crossbond, test. | Bath:Renew upto 1700mm heavy duty vitreous enamel steel bath complete with new taps or mixer and waste fitting, reconnect existing supply pipework including any adjustments, provide new service valves if not already installed, complete with new plug and chain, plastic trap, connect to waste pipework, 4.8mm self finished hardboard bath panels screwed with chromium plated dome headed screws to and including 38x50mm softwood framing, angle trim, make good existing or renew 300mm high glazed wall tile splashback fixed with adhesive including all labours, silicone sealant between splashback and bath, and crossbond, and remove waste and debris. | 631.3047
630909 |  | R | N | Y | N | PL | BATH:RENEW 1700MM ACRYLIC WITH TAPS | Plumbing | Fittings, Equipment and Appliances for Services | Baths | NO | 537.568 | Bath:Renew upto 1700mm long 8mm thick Acrylic bath complete with taps, waste, plug, chain, service valves, bath panels, splashback, silicone sealant, connections, crossbond, test. | Bath:Renew 8mm thick Acrylic bath upto 1700mm long complete with new taps and waste fitting, reconnect existing supply pipework including any adjustments, provide new service valves if not already installed, complete with new plug and chain, plastic trap, connect to waste pipework, supply and fix new acrylic bath panels to match including proprietary fixings, make good existing or renew 300mm high glazed wall tile splashback fixed with adhesive including all labours, silicone sealant between splashback and bath and crossbond and remove waste and debris. | 537.568
630917 |  | R | N | N | N | PL | BATH:REMOVE AND REFIX FOR OTHER SERVICE PROVIDER'S | Plumbing | Fittings, Equipment and Appliances for Services | Baths | NO | 107.3869 | Bath:Remove and refix bath after access for other Contractors, remove+refix panels, framing, skirting, drain+refill system, disconnect, reconnect all pipework, service valves, test, sealant, make good | Bath:Remove and later refix any bath after access for other Provider's including remove and refix panels, framing, skirting, drain and refill system, disconnect and reconnect all pipework as necessary and provide new service valves if not already installed and test, renew silicone sealant, make good wall tiling and all finishes disturbed and crossbond and remove waste and debris. | 107.3869
630919 |  | U | N | N | Y | PL | BATH:RENEW PLUG AND CHAIN | Plumbing | Fittings, Equipment and Appliances for Services | Baths | NO | 5.7596 | Bath:Renew plug and chain to bath and securely fix to stud or overflow fitting. | Bath:Renew plug and chain to bath and securely fix to stud or overflow fitting. | 5.7596
630921 |  | R | N | N | N | PL | BATH:RENEW 42MM CP WASTE | Plumbing | Fittings, Equipment and Appliances for Services | Baths | NO | 51.9277 | Bath:Renew 42mm chromium plated waste fitting to bath complete with plug and chain, reconnect to trap and overflow, test, remove/refix bath panel framing and skirting etc. as required for access. | Bath:Renew 42m chromium plated waste fitting to bath complete with plug and chain, reconnect to trap and overflow and test, remove and refix bath panel and framing and skirting etc. as required for access and remove waste and debris. | 51.9277
630923 |  | R | N | N | N | PL | BATH:RENEW 42MM CP WASTE OVERFLOW | Plumbing | Fittings, Equipment and Appliances for Services | Baths | NO | 96.9608 | Bath:Renew 42mm chromium plated waste and overflow fitting to bath with plug and chain, remove/refix bath, panel, framing etc, bed, fix, connect new waste and overflow, test, make good, renew sealant. | Bath:Renew 42mm chromium plated waste and overflow fitting to bath complete with plug and chain, including remove and securely refix bath, panel, framing, skirting etc., bed and fix new waste and overflow and make connection to trap and test, make good all finishes disturbed and renew silicone joint sealant to bath. | 96.9608
630925 |  | R | N | N | N | PL | BATH:REGRIND AND REPOLISH NE 1800MM | Plumbing | Fittings, Equipment and Appliances for Services | Baths | NO | 351 | Bath:Prepare, regrind and repolish completely any steel or cast iron bath ne 1800mm long, including removing and refixing all fittings etc. | Bath:Prepare, regrind and repolish completely any steel or cast iron bath ne 1800mm long, including removing and refixing all fittings etc. | 351
630927 |  | R | N | N | N | PL | BATH:TOUCH UP CHIP | Plumbing | Fittings, Equipment and Appliances for Services | Baths | IT | 117 | Bath:Prepare and touch up chip to any steel or cast iron bath including removing and refixing all fittings as necessary. | Bath:Prepare and touch up chip to any steel or cast iron bath including removing and refixing all fittings as necessary. | 117
630929 |  | R | N | N | N | PL | BATH:RE-ENAMEL | Plumbing | Fittings, Equipment and Appliances for Services | Baths | IT | 93.6 | Bath:Prepare, grind,re-enamel and repolish completely any steel or cast iron bath, including removing/refixing all fittings etc. | Bath:Prepare, grind, re-enamel and repolish completely any steel or cast iron bath. | 93.6
630931 |  | R | N | N | N | PL | BATH:RENEW 42MM CP POP-UP WASTE | Plumbing | Fittings, Equipment and Appliances for Services | Baths | NO | 43.4505 | Bath:Renew 42mm chromium plated pop-up waste to bath complete with rod, cover and fixing rod, bed fix, connect waste, connect pop-up fitting, test, remove/refix bath panel, framing, etc for access. | Bath:Renew 42mm chromium plated pop-up waste fitting to bath complete with rod, cover and fixing rod, bed and fix new waste and make connection to trap, connect pop-up fitting and test all newly made joints on completion, remove and refix bath panel, framing, skirting etc. as required for access and remove waste and debris. | 43.4505
630933 |  | R | N | N | N | PL | BATH:RENEW 42MM CP POP-UP WASTE OVERFLOW | Plumbing | Fittings, Equipment and Appliances for Services | Baths | NO | 82.55 | Bath:Renew 42mm chromium plated waste and overflow to bath complete with rod, cover and fixing rod, bed fix, connect waste and pop-up fitting, test, remove/refix bath panel, framing, etc for access. | Bath:Renew 42mm chromium plated waste and overflow fitting to bath complete with rod, cover and fixing rod, bed and fix new waste and make connection to trap, connect pop-up fitting and test all newly made joints on completion, remove and refix bath panel, framing, skirting etc. as required for access, make good all finishes disturbed and renew silicone joint sealant to bath and remove waste and debris. | 82.55
630935 |  | U | N | N | Y | PL | BATH:OVERHAUL CP POP-UP WASTE | Plumbing | Fittings, Equipment and Appliances for Services | Baths | NO | 29.7849 | Bath:Overhaul 42mm chromium plated pop-up waste fitting to bath, renew any parts, rebed, remake connection to trap, reconnect pop-up fitting, test, remove/refix bath panel, etc for access. | Bath:Overhaul 42mm chromium plated pop-up waste fitting to bath, including renewing rod, cover, fixing rod or connection nut, rebed as necessary, remake connection to trap, reconnect pop-up fitting and test all newly made joints on completion, remove and refix bath panel, framing, skirting etc. as required for access. | 29.7849
630937 |  | R | N | Y | N | PL | BATH:RENEW 1700MM STEEL WITH SHOWER MIXER | Plumbing | Fittings, Equipment and Appliances for Services | Baths | NO | 666.6757 | Bath:Renew upto 1700mm heavy duty steel bath complete with shower mixer, waste, plug, chain, trap service valves, bath panels, splashback, silicone sealant, make all connections, crossbond, test. | Bath:Renew upto 1700mm heavy duty vitreous enamel steel bath complete with new shower mixer taps and waste fitting, reconnect existing supply pipework including any adjustments, provide new service valves if not already installed, complete with new plug and chain, plastic trap, connect to waste pipework, 4.8mm self finished hardboard bath panels screwed with chromium plated dome headed screws to and including 38x50mm softwood framing, angle trim, make good existing or renew 300mm high glazed wall tile splashback fixed with adhesive including all labours, silicone sealant between splashback and bath, and crossbond, and remove waste and debris. | 666.6757
630939 |  | R | N | Y | N | PL | BATH:RENEW 1700MM ACRYLIC WITH SHOWER MIXER | Plumbing | Fittings, Equipment and Appliances for Services | Baths | NO | 555.0262 | Bath:Renew upto 1700mm long 8mm thick Acrylic bath complete with shower mixer, waste, plug, chain, service valves, bath panels, splashback, silicone sealant, connections, crossbond, test. | Bath:Renew 8mm thick Acrylic bath upto 1700mm long complete with new shower mixer taps and waste fitting, reconnect existing supply pipework including any adjustments, provide new service valves if not already installed, complete with new plug and chain, plastic trap, connect to waste pipework, supply and fix new acrylic bath panels to match including proprietary fixings, make good existing or renew 300mm high glazed wall tile splashback fixed with adhesive including all labours, silicone sealant between splashback and bath and crossbond and remove waste and debris. | 555.0262
630941 |  | R | N | Y | N | PL | BATH:RENEW 1700MM STEEL SHOWER MIXER - WET AREA | Plumbing | Fittings, Equipment and Appliances for Services | Baths | NO | 900.6555 | Bath:Renew upto 1700mm heavy duty steel bath complete with shower mixer, waste, plug, chain, trap service valves, bath panels, wet area tiling, silicone sealant, make all connections, crossbond, test. | Bath:Renew upto 1700mm heavy duty vitreous enamel steel bath complete with new shower mixer taps and waste fitting, reconnect existing supply pipework including any adjustments, provide new service valves if not already installed, complete with new plug and chain, plastic trap, connect to waste pipework, 4.8mm self finished hardboard bath panels screwed with chromium plated dome headed screws to and including 38x50mm softwood framing, angle trim, make good existing or renew glazed wall tile splashback and wet area tiling fixed with adhesive including all labours, silicone sealant between splashback and wet area tiling and bath and crossbond and remove waste and debris. | 900.6555
630943 |  | R | N | Y | N | PL | BATH:RENEW 1700MM ACRYLIC SHOWER MIXER - WET AREA | Plumbing | Fittings, Equipment and Appliances for Services | Baths | NO | 788.3057 | Bath:Renew upto 1700mm long 8mm thick Acrylic bath complete with shower mixer, waste, plug, chain, service valves, bath panels, wet area tiling, silicone sealant, connections, crossbond, test. | Bath:Renew 8mm thick Acrylic bath upto 1700mm complete with new shower mixer taps and waste fitting, reconnect existing supply pipework including any adjustments, provide new service valves if not already installed, complete with new plug and chain, plastic trap, connect to waste pipework, 4.8mm self finished hardboard bath panels screwed with chromium plated dome headed screws to and including 38x50mm softwood framing, angle trim, make good existing or renew glazed wall tile splashback and wet area tiling fixed with adhesive including all labours, silicone sealant between splashback and wet area tiling and bath and crossbond and remove waste and debris. | 788.3057
630945 |  | R | N | Y | N | PL | BATH:OVERHAUL | Plumbing | Fittings, Equipment and Appliances for Services | Baths | IT | 50.9348 | Bath:Overhaul any type of bath, as necessary, refix to cradle, remove/refix bath panels, sealant, reseat, reconnect, overhaul waste/overflow, clean trap, overhaul taps or mixers, test, crossbond. | Bath:Overhaul any type of bath, disconnect, dismantle, service, reassemble and reconnect taps, waste outlet, overflow etc. as necessary, resecure bath to cradle, remake joint to waste trap, resecure waste, renew silicone sealant, resecure bath panels, clean bath, make good all works disturbed and test that bath is performing satisfactorily. | 50.9348
630947 |  | R | N | Y | N | PL | BATH:DISCONNECT AND REMOVE | Plumbing | Fittings, Equipment and Appliances for Services | Baths | NO | 58.5632 | Bath:Remove bath including panels and framing complete, disconnect, seal off supply and waste pipework, make good to all wall and floor finishes and remove waste and debris (bath not being renewed). | Bath:Remove bath including panels and framing complete, disconnect and seal off supply and waste pipework and make good to all wall and floor finishes and remove waste and debris (bath not being renewed). | 58.5632
630949 |  | R | N | N | N | PL | BATH:ROTATE EXISTING THROUGH 180 DEGREES | Plumbing | Fittings, Equipment and Appliances for Services | Baths | IT | 205.399 | Bath:Rotate bath by 180 degrees and refix, including remove and refix panels, framing, skirting, drain and refill system, disconnect, reconnect all pipework, service valves, test, sealant, make good. | Bath:Remove, rotate by 180 degrees and refix any bath including remove and refix panels, framing, skirting, drain and refill system, disconnect and reconnect all pipework as necessary and provide new service valves if not already installed, test, renew silicone sealant, make good wall tiling and all finishes disturbed, crossbond and remove waste and debris. | 205.399
631101 |  | R | N | Y | N | PL | SHOWER TRAY:RENEW FIRECLAY COMPLETE | Plumbing | Fittings, Equipment and Appliances for Services | Shower Trays | NO | 337.9498 | Shower Tray:Renew shower tray with ne 830x830x180mm glazed fireclay shower tray, anti-slip finish with cp waste, connect to waste pipe, seal joint, make good, refix rails, doors etc. | Shower Tray:Renew shower tray with ne 830x830x180mm glazed fireclay shower tray, anti-slip finish with chromium plated waste, make necessary connections to waste pipe, seal joint between tray and wall with silicone sealant and make good all finishes, refix any shower rails, curtains or doors removed for access and remove waste and debris. | 337.9498
631103 |  | R | N | Y | N | PL | SHOWER TRAY:RENEW ACRYLIC COMPLETE | Plumbing | Fittings, Equipment and Appliances for Services | Shower Trays | NO | 258.7561 | Shower Tray:Renew shower tray with ne 830x830x260mm acrylic shower tray, anti-slip finish with cp waste, connect to waste pipe, seal joint, make good, refix rails, doors etc. | Shower Tray:Renew shower tray with ne 830x830x260mm acrylic shower tray, anti-slip finish with chromium plated waste, make necessary connections to waste pipe, seal joint between tray and wall with silicone sealant and make good all finishes, refix shower rails, curtains and doors removed for access and remove waste and debris. | 258.7561
631104 |  | R | N | Y | N | PL | SHOWER:RENEW MECHANICAL TYPE | Plumbing | Fittings, Equipment and Appliances for Services | Shower Mixing Valves, Hoses and Heads | NO | 290.642 | Shower:Renew any surface mounted lever operated mechanical thermostatic shower complete, disconnect and remove existing, complete with thermostatic mixing valve and control, automatic safety cut off. | Shower:Renew any surface mounted mechanical thermostatic shower complete including disconnect and remove existing, supply and fix new complete with thermostatic mixing valve, lever operated hot and cold mixing valve, with thermostatic control of flow and temperature automatic safety cut off, shower slide rail, soap dish, long hose and shower head, reconnect to existing pipework and test, make good, remove waste and debris. | 290.642
631105 |  | U | N | N | Y | PL | SHOWER:OVERHAUL MIXING VALVE | Plumbing | Fittings, Equipment and Appliances for Services | Shower Mixing Valves, Hoses and Heads | NO | 38.9407 | Shower:Overhaul mixing valve complete including disconnect, remove and dismantle, repair and renew parts as necessary, reassemble, reconnect to existing pipework and test, make good to all finishes. | Shower:Overhaul mixing valve complete including disconnect and remove and dismantle, repair and renew parts as necessary, including thermostatic cartridge, reassemble, reconnect to existing pipework and test, make good all finishes and remove waste and debris. | 38.9407
631107 |  | R | N | Y | N | PL | SHOWER:RENEW THERMOSTATIC MIXING VALVE | Plumbing | Fittings, Equipment and Appliances for Services | Shower Mixing Valves, Hoses and Heads | NO | 147.0922 | Shower:Renew any thermostatic mixing valve including disconnect and remove existing, fix new including adjust and or extend all pipework and reconnect and test, make good to all finishes. | Shower:Renew any thermostatic mixing valve including disconnect and remove existing, fix new including adjust and or extend all pipework and reconnect and test, make good all finishes and remove waste and debris. | 147.0922
631108 |  | R | N | Y | N | PL | SHOWER:RENEW THERMOSTATIC LOW FLOW MIXING VALVE | Plumbing | Fittings, Equipment and Appliances for Services | Shower Mixing Valves, Hoses and Heads | NO | 171.3112 | Shower:Renew any thermostatic mixing valve with 6-9 litres per second aerating low flow type, disconnect, remove existing, fix new adjust and or extend all pipework, reconnect, test, make good. | Shower:Renew any thermostatic mixing valve with 6-9 litres per second aerating low flow type, including disconnect and remove existing, fix new including adjust and or extend all pipework and reconnect and test, make good all finishes and remove waste and debris. | 171.3112
631109 |  | R | N | Y | N | PL | SHOWER:RENEW NON-THERMOSTATIC MIX VALVE | Plumbing | Fittings, Equipment and Appliances for Services | Shower Mixing Valves, Hoses and Heads | NO | 103.7226 | Shower:Renew any non-thermostatic mixing valve including disconnect and remove existing, fix new, adjust and or extend all pipework and reconnect and test, make good to all finishes. | Shower:Renew any non-thermostatic mixing valve including disconnect and remove existing, fix new, adjust and or extend all pipework and reconnect and test, make good all finishes and remove waste and debris. | 103.7226
631110 |  | R | N | Y | N | PL | SHOWER:RENEW NON-THERMOSTATIC MIX VALVE LOW FLOW | Plumbing | Fittings, Equipment and Appliances for Services | Shower Mixing Valves, Hoses and Heads | NO | 119.2368 | Shower:Renew any non-thermostatic mixing valve with 6-9 litres per second aerating low flow type, disconnect, adjust and or extend all pipework and reconnect and test, make good to all finishes. | Shower:Renew any non-thermostatic mixing valve with 6-9 litres per second aerating low flow type including disconnect and remove existing, fix new, adjust and or extend all pipework and reconnect and test, make good all finishes and remove waste and debris. | 119.2368
631111 |  | U | N | N | Y | PL | SHOWER:RENEW HOSE AND SPRAY | Plumbing | Fittings, Equipment and Appliances for Services | Shower Mixing Valves, Hoses and Heads | IT | 33.9633 | Shower:Renew any shower hose and spray including remove old and fix new and connect to mixing valve and remove waste and debris. | Shower:Renew any shower hose and spray including remove old and fix new and connect to mixing valve and remove waste and debris. | 33.9633
631113 |  | R | N | N | N | PL | SHOWER:RENEW ARM AND SPRAY HEAD | Plumbing | Fittings, Equipment and Appliances for Services | Shower Mixing Valves, Hoses and Heads | IT | 35.2269 | Shower:Renew any shower arm and spray head including disconnect and remove old and fix new head and reconnect existing pipework and remove waste and debris. | Shower:Renew any shower arm and spray head including disconnect and remove old and fix new head and reconnect existing pipework and remove waste and debris. | 35.2269
631115 |  | R | N | N | N | PL | SHOWER:RENEW SWIVEL PATTERN HEAD | Plumbing | Fittings, Equipment and Appliances for Services | Shower Mixing Valves, Hoses and Heads | IT | 23.2929 | Shower:Renew any swivel pattern shower head including disconnect and remove old and fix new head and reconnect existing pipework and remove waste and debris. | Shower:Renew any swivel pattern shower head including disconnect and remove old and fix new head and reconnect existing pipework and remove waste and debris. | 23.2929
631117 |  | U | N | N | Y | PL | SHOWER:RENEW ROSE SPRAY HEAD | Plumbing | Fittings, Equipment and Appliances for Services | Shower Mixing Valves, Hoses and Heads | IT | 20.3328 | Shower:Renew any rose spray shower head including disconnect and remove old and fix new head and reconnect existing pipework and remove waste and debris. | Shower:Renew any rose spray shower head including disconnect and remove old and fix new head and reconnect existing pipework and remove waste and debris. | 20.3328
631119 |  | R | N | N | N | PL | SHOWER:RENEW SHOWER KIT | Plumbing | Fittings, Equipment and Appliances for Services | Shower Mixing Valves, Hoses and Heads | IT | 60.8114 | Shower:Renew shower kit comprising slide bar, handspray and flexible tube, disconnect and remove old and fit new kit and reconnect existing pipework and remove waste and debris. | Shower:Renew shower kit comprising slide bar, handspray and flexible tube, disconnect and remove old and fit new kit and reconnect existing pipework and remove waste and debris. | 60.8114
631121 |  | U | N | N | Y | PL | SHOWER:OVERHAUL SHOWER HEAD | Plumbing | Fittings, Equipment and Appliances for Services | Shower Mixing Valves, Hoses and Heads | NO | 13.4298 | Shower:Overhaul and clean out shower head including remove and refix as necessary. | Shower:Overhaul and clean out shower head including remove and refix as necessary. | 13.4298
631123 |  | R | N | N | N | PL | SHOWER:RENEW RAILS AND CURTAINS | Plumbing | Fittings, Equipment and Appliances for Services | Shower Rails and Curtains | IT | 73.3735 | Shower:Renew any size and type of shower rail and curtain, remove any defective rails, fix new rails with plastic plugs and matching non-ferrous screws remove and rehang curtains, make good finishes. | Shower:Renew any size and type of shower rail and curtain including remove any defective rails, fix new rails with plastic plugs and matching non-ferrous screws including remove and rehang curtains, make good all finishes and remove waste and debris. | 73.3735
631125 |  | R | N | N | N | PL | SHOWER:RENEW CURTAIN | Plumbing | Fittings, Equipment and Appliances for Services | Shower Rails and Curtains | IT | 29.7892 | Shower:Renew any type of shower curtain to existing rails including remove and refix rails as found expedient and remove waste and debris. | Shower:Renew any type of shower curtain to existing rails including remove and refix rails as found expedient and remove waste and debris. | 29.7892
631127 |  | R | N | N | N | PL | SHOWER:RENEW SHOWER SLIDE BAR | Plumbing | Fittings, Equipment and Appliances for Services | Shower Mixing Valves, Hoses and Heads | IT | 38.829 | Shower:Renew shower slide bar, disconnect and remove old and fit new slide bar to wall and remove waste and debris. | Shower:Renew shower slide bar, disconnect and remove old and fit new slide bar to wall and remove waste and debris. | 38.829
631129 |  | R | N | N | N | PL | SHOWER:RENEW RAILS | Plumbing | Fittings, Equipment and Appliances for Services | Shower Rails and Curtains | IT | 48.0313 | Shower:Renew any size and type of shower rail including remove defective rails, fix new rails with plastic plugs and matching non-ferrous screws, remove and rehang curtains, make good to all finishes. | Shower:Renew any size and type of shower rail including remove defective rails, fix new rails with plastic plugs and matching non-ferrous screws including remove and rehang curtains, make good all finishes and remove waste and debris. | 48.0313
631133 |  | R | N | Y | N | PL | SHOWER:OVERHAUL ANY MECHANICAL SHOWER | Plumbing | Fittings, Equipment and Appliances for Services | Shower Mixing Valves, Hoses and Heads | IT | 64.796 | Shower:Overhaul mechanical shower complete, disconnect, re-assemble components as necessary, dismantle/reassemble, repair, renew any other parts as necessary, reassemble, test, make good | Shower:Overhaul mechanical shower complete including disconnect service, re-assemble components as necessary, and remove and dismantle, repair and renew cartridge and any other parts (including but not limited knob, handle, hose, shower rose/head, washers, seals, gaskets, filters, flow valve, and thermostat with cut out mechanical valve) as necessary, reassemble, reconnect to existing pipework and test, check supply and shower pressure, make good all finishes and remove waste and debris. | 64.796
631135 |  | R | N | Y | N | PL | SHOWER:INSTALL OR RENEW PUMPED WASTE KIT | Plumbing | Fittings, Equipment and Appliances for Services | Shower Trays | NO | 512.3821 | Shower:Supply and install or renew pumped waste kit for any type of shower tray, all to be installed in accordance with the manufacturers technical data sheet. | Shower:Supply and install or renew pumped waste kit for any type of shower tray, all to be installed in accordance with the manufacturers technical data sheet. | 512.3821
631137 |  | R | N | Y | N | PL | SHOWER:INSTALL OR RENEW AUTOMATIC PUMP KIT | Plumbing | Fittings, Equipment and Appliances for Services | Shower Trays | NO | 376.2785 | Shower:Supply and install or renew automatic pump kit for any type of shower tray, all to be installed in accordance with the manufacturers technical data sheet. | Shower:Supply and install or renew automatic pump kit for any type of shower tray, all to be installed in accordance with the manufacturers technical data sheet. | 376.2785
631138 |  | R | N | N | N | PL | SHOWER PUMP:OVERHAUL ANY TYPE | Plumbing | Fittings, Equipment and Appliances for Services | Shower Trays | NO | 71.5502 | Shower pump:Overhaul and service any type of shower pump in accordance with manufacturers technical data sheet, disconnect/reconnect electricity supply, flush out, test and remove waste and debris. | Shower pump:Overhaul and service any type of shower pump in accordance with manufacturers technical data sheet, disconnect/reconnect electricity supply, flush out, test and remove waste and debris. | 71.5502
631139 |  | R | N | Y | N | PL | SHOWER:INSTALL OR RENEW SURGE DAMPER | Plumbing | Fittings, Equipment and Appliances for Services | Shower Trays | NO | 65.8156 | Shower:Supply and install or renew surge damper for any type of any type of shower tray, all to be installed in accordance with the manufacturers technical data sheet. | Shower:Supply and install or renew surge damper for any type of any type of shower tray, all to be installed in accordance with the manufacturers technical data sheet. | 65.8156
631141 |  | R | N | Y | N | PL | SHOWER:INSTALL LEVEL ACCESS SHOWER TRAY | Plumbing | Fittings, Equipment and Appliances for Services | Shower Trays | NO | 555.1583 | Shower:Supply and install level access shower tray, curtain, ceiling track, tray recessed into floor, gravity waste, connections, remove waste and debris [PC Sum £320.00 excluding VAT]. | Shower:Supply and install front or corner entry level access shower tray complete with weighted full shower curtain as required and ceiling secured track, tray recessed into floor boarding or sitting on floor joists or recessed into floor screed, complete with gravity waste, make all necessary connections to waste pipe, seal joint between tray and wall with silicone sealant and make good all finishes, all to be installed in accordance with the manufacturers technical data sheet and remove waste and debris [PC Sum for the supply and delivery of shower tray and waste complete £320.00 excluding VAT]. | 555.1583
631143 |  | R | N | N | N | PL | SHOWER TRAY:REMOVE AND REFIX | Plumbing | Fittings, Equipment and Appliances for Services | Shower Trays | IT | 107.3869 | Shower Tray:Remove and refix shower tray after access for other Contractors, including framing, skirting, drain/refill system, disconnect, reconnect pipework, service valves, test, sealant, make good. | Shower Tray:Remove and later refix any shower tray after access for other work including framing, skirting, drain/refill system, disconnect and reconnect all pipework as necessary and provide new service valves if not already installed and test, renew silicone sealant, make good wall tiling and all finishes disturbed and crossbond, and remove waste and debris. | 107.3869
631301 |  | R | N | Y | N | PL | TAP:RENEW PAIR BASIN PILLAR TAPS | Plumbing | Fittings, Equipment and Appliances for Services | Taps - Traditional Type | IT | 50.7877 | Tap:Renew pair 15mm cp pillar taps to basin, turn off/on water supply, disconnect, remove old, connect new taps, including remove and refix securely basin if required, test on completion. | Tap:Renew pair 15mm chromium plated pillar taps to basin, turn off water supply, disconnect and remove old, connect new taps, including remove and refix securely basin if required, reinstate water supply and test on completion and remove waste and debris. | 50.7877
631303 |  | R | N | Y | N | PL | TAP:RENEW PAIR BASIN TAPS-CERAMIC DISC | Plumbing | Fittings, Equipment and Appliances for Services | Taps - Ceramic Disc Type Pillar | IT | 58.5331 | Tap:Renew pair 15mm cp ceramic disc pillar taps to basin, turn off/on water supply, disconnect, remove old, connect new taps, including remove and refix securely basin if required, test. | Tap:Renew pair 15mm chromium plated ceramic disc pillar taps to basin, turn off water supply, disconnect and remove old, connect new taps to existing pipework including remove and refix, secure basin if required, reinstate water supply and test on completion, make good and remove waste and debris. | 58.5331
631309 |  | R | N | Y | N | PL | TAP:RENEW PAIR BATH PILLAR TAPS | Plumbing | Fittings, Equipment and Appliances for Services | Taps - Traditional Type | IT | 82.6634 | Tap:Renew pair of 22mm cp pillar taps to bath, turn off/on water supply, remove bath panel and studding to gain access, refix on completion, test and made good. | Tap:Renew pair of 22mm chromium plated pillar taps to bath, turn off water supply, remove bath panel and studding to gain access, refix on completion, reinstate water supply, test and make good and remove waste and debris. | 82.6634
631311 |  | R | N | Y | N | PL | TAP:RENEW PAIR BATH TAPS-CERAMIC DISC | Plumbing | Fittings, Equipment and Appliances for Services | Taps - Ceramic Disc Type Pillar | IT | 102.0035 | Tap:Renew pair of 22mm cp ceramic disc pillar taps to bath, turn off/on water supply, remove/refix bath panel and studding to gain access, test and made good. | Tap:Renew pair of 22mm chromium plated ceramic disc pillar taps to bath, turn off water supply, disconnect and remove old, connect new taps to existing pipework, remove bath panel and studding for access, refix on completion, reinstate water supply, test on completion, make good and remove waste and debris. | 102.0035
631313 |  | R | N | Y | N | PL | TAP:RENEW PAIR HIGHNECK SINK PILLAR TAPS | Plumbing | Fittings, Equipment and Appliances for Services | Taps - Traditional Type | IT | 69.9657 | Tap:Renew pair 15mm cp high neck pillar taps to sink top, turn off/on water supply, remove old, connect new taps, test on completion. | Tap:Renew pair 15mm chromium plated high neck pillar taps to sink top, turn off water supply, remove existing pillar taps and replace with new pillar taps, reinstate water supply and test on completion and remove waste and debris. | 69.9657
631315 |  | R | N | Y | N | PL | TAP:RENEW PAIR HIGH NECK SINK TAPS-CERAMIC DISC | Plumbing | Fittings, Equipment and Appliances for Services | Taps - Ceramic Disc Type Pillar | IT | 80.3436 | Tap:Renew pair 15mm cp ceramic disc high neck pillar taps to sink top, turn off/on water supply, remove old, connect new taps, test on completion. | Tap:Renew pair 15mm chromium plated ceramic disc high neck pillar taps to sink top, turn off water supply, remove old, including remove and refix, secure sinktop if required connect new taps to existing pipework, reinstate water supply, test on completion, make good and remove waste and debris. | 80.3436
631319 |  | R | N | N | N | PL | TAP:RENEW 15MM BRASS BIB TAP | Plumbing | Fittings, Equipment and Appliances for Services | Taps - Traditional Type | NO | 48.5264 | Tap:Renew 15mm brass bib tap and backplate elbow fixed to wall or backboard with hose union loose key head and draincock, non return valve including locate, turn off/on water mains supply, test. | Tap:Renew with 15mm brass double check valve bib tap and backplate elbow securely fixed to wall or backboard with hose union loose key head and draincock, non return valve including locate, turn off water mains supply, reinstate water supply and test on completion and remove waste and debris. | 48.5264
631321 |  | U | Y | N | Y | PL | TAP:OVERHAUL ANY TYPE OF TAP | Plumbing | Fittings, Equipment and Appliances for Services | Taps - Traditional Type | NO | 21.6583 | Tap:Overhaul any type of tap, dismantle and renew any parts, reseating, repacking gland, resecure tap, cleaning down stem, reassemble, and packing gland and test on completion. | Tap:Overhaul any type of tap, including but not limited to the dismantling and renewal of washer, cartridge, tap insert, disc/o-ring, reseating, repacking gland, resecure tap, cleaning down stem, reassemble, renew tap head including spindle and packing gland test on completion and remove waste and debris. | 21.6583
631327 |  | R | N | Y | N | PL | TAP:RENEW PAIR BASIN TAPS-CERAMIC DISC LEVERS | Plumbing | Fittings, Equipment and Appliances for Services | Taps - Ceramic Disc Type Lever | IT | 74.6791 | Tap:Renew pair 15mm cp ceramic disc lever taps to basin, turn off/on water supply, disconnect, remove old, connect new taps, including remove and refix securely basin if required, test. | Tap:Renew pair 15mm chromium plated ceramic disc lever taps to basin, turn off water supply, disconnect and remove old, connect new taps to existing pipework including remove and refix, secure basin if required, reinstate water supply and test on completion, make good and remove waste and debris. | 74.6791
631329 |  | R | N | Y | N | PL | TAP:RENEW PAIR BATH TAPS-CERAMIC DISC LEVERS | Plumbing | Fittings, Equipment and Appliances for Services | Taps - Ceramic Disc Type Lever | IT | 106.9292 | Tap:Renew pair of 22mm cp ceramic disc lever taps to bath, turn off/on water supply, remove/refix bath panel and studding to gain access, test and made good. | Tap:Renew pair of 22mm chromium plated ceramic disc lever taps to bath, turn off water supply, disconnect and remove old, connect new taps to existing pipework, remove bath panel and studding for access, refix on completion, reinstate water supply, test on completion, make good and remove waste and debris. | 106.9292
631331 |  | R | N | Y | N | PL | TAP:RENEW PAIR HIGH NECK SINK-CERAMIC DISC LEVERS | Plumbing | Fittings, Equipment and Appliances for Services | Taps - Ceramic Disc Type Lever | IT | 76.0848 | Tap:Renew pair 15mm cp ceramic disc high neck lever taps to sink top, turn off/on water supply, remove old, connect new taps, test on completion. | Tap:Renew pair 15mm chromium plated ceramic disc high neck lever taps to sink top, turn off water supply, remove old, including remove and refix, secure sinktop if required connect new taps to existing pipework, reinstate water supply, test on completion, make good and remove waste and debris. | 76.0848
631335 |  | R | N | Y | N | PL | TAP:RENEW BATH MIXER | Plumbing | Fittings, Equipment and Appliances for Services | Taps - Mixers | IT | 88.0322 | Tap:Renew mixer tap to bath, turn off water supply, remove bath panel and studding to gain access, refix on completion, reinstate water supply, test and make good and remove waste and debris. | Tap:Renew mixer tap to bath, turn off water supply, remove bath panel and studding to gain access, refix on completion, reinstate water supply, test and make good and remove waste and debris. | 88.0322
631337 |  | R | N | Y | N | PL | TAP:RENEW BATH MIXER WITH SHOWER ATTACHMENT | Plumbing | Fittings, Equipment and Appliances for Services | Taps - Mixers | IT | 115.8113 | Tap:Renew mixer tap with shower hose attachment to bath, turn off/on water supply, remove/refix bath panel and studding to gain access, test and made good. | Tap:Renew mixer tap with shower hose attachment to bath, turn off water supply, remove bath panel and studding for access, refix on completion, reinstate water supply, test and make good and remove waste and debris. | 115.8113
631339 |  | R | N | Y | N | PL | TAP:RENEW SINK MIXER | Plumbing | Fittings, Equipment and Appliances for Services | Taps - Mixers | IT | 80.1281 | Tap:Renew mixer tap to sink top, turn off water supply, make all necessary connections to existing pipework, reinstate water supply and test on completion and remove waste and debris. | Tap:Renew mixer tap to sink top, turn off water supply, make all necessary connections to existing pipework, reinstate water supply and test on completion and remove waste and debris. | 80.1281
631341 |  | R | N | Y | N | PL | TAP:INSTALL EXTERNAL 15MM BRASS BIB TAP | Plumbing | Fittings, Equipment and Appliances for Services | Taps - Traditional Type | NO | 82.406 | Tap:Install external brass bib tap fixed to wall or backboard, hose union, head, draincock and valve, including extend service pipework, lag, builders work, make good etc. | Tap:Install new external 15mm brass double check valve bib tap with backplate elbow securely fixed to wall or backboard, hose union, loose key head, draincock and non return isolating valve, including locate and turn off water mains supply, extend copper service pipework to external position, lag exposed sections, all necessary builders work in connection and making good, reinstate water supply and test on completion and remove waste and debris. | 82.406
631353 |  | R | N | Y | N | PL | TAP:RENEW BASIN MIXER | Plumbing | Fittings, Equipment and Appliances for Services | Taps - Mixers | IT | 90.6329 | Tap:Renew mixer tap to basin, turn off water supply, make all necessary connections existing pipework, reinstate water supply and test on completion and remove waste and debris. | Tap:Renew mixer tap to basin, turn off water supply, make all necessary connections existing pipework, reinstate water supply and test on completion and remove waste and debris. | 90.6329
631355 |  | U | N | N | Y | PL | TAP:OVERHAUL ANY TYPE OF MIXER | Plumbing | Fittings, Equipment and Appliances for Services | Taps - Mixers | IT | 56.4487 | Tap:Overhaul any type of mixer, dismantle and renew any parts, reseating, repacking gland, resecure tap, cleaning down stem, reassemble, and packing gland and test on completion. | Tap:Overhaul any type of mixer tap, including the dismantling and renewal of washers, cartridges, reseating, repacking gland, resecure mixer, cleaning down stems, reassemble and test on completion, turn off water remake all necessary connections existing pipework, reinstate water supply and test on completion and remove waste and debris. | 56.4487
631361 |  | R | N | Y | N | PL | TAPS:CONVERT BASIN TO LEVERS - PAIR | Plumbing | Fittings, Equipment and Appliances for Services | Taps - Convert to Lever | IT | 30.7326 | Taps:Convert existing pair of taps to washhand basin to lever taps with proprietary conversion kit, remove old tap heads, connect new tap heads to existing, reinstate water supply, test, make good. | Taps:Convert existing pair of taps to wash hand basin to lever taps with proprietary conversion kit including turn off water supply, remove old tap heads, connect new tap heads to existing taps, reinstate water supply, test on completion and make good and remove waste and debris. | 30.7326
631363 |  | R | N | Y | N | PL | TAPS:CONVERT SINK TO LEVERS - PAIR | Plumbing | Fittings, Equipment and Appliances for Services | Taps - Convert to Lever | IT | 30.7326 | Taps:Convert existing pair of taps to sink to lever taps with proprietary conversion kit, remove old tap heads, connect new tap heads to existing taps, reinstate water supply, test, make good. | Taps:Convert existing pair of taps to sink to lever taps including turn off water supply, remove old tap heads, connect new tap heads to existing taps, reinstate water supply, test on completion and make good and remove waste and debris. | 30.7326
631365 |  | R | N | Y | N | PL | TAPS:CONVERT BATH TO LEVERS - PAIR | Plumbing | Fittings, Equipment and Appliances for Services | Taps - Convert to Lever | IT | 30.6507 | Taps:Convert existing pair of taps to bath to lever taps with proprietary conversion kit, remove old tap heads, connect new tap heads to existing taps, reinstate water supply, test, make good. | Taps:Convert existing pair of taps to bath to lever taps including turn off water supply, remove old tap heads, connect new tap heads to existing taps, reinstate water supply, test on completion and make good and remove waste and debris. | 30.6507
631371 |  | R | N | Y | N | PL | TAPS:RENEW KITCHEN SINK PAIR LOW FLOW 3-4 L/S | Plumbing | Fittings, Equipment and Appliances for Services | Taps - Aerating Low Flow Type | NO | 77.1846 | Taps:Renew pair of 15mm kitchen sink taps with pair of 3-4 litres per second aerating low flow taps, turn off/on water, install, seal, test on completion, and remove waste and debris. | Taps:Renew pair of 15mm kitchen sink taps with pair of 3-4 litres per second aerating low flow taps, including locate, turn off water mains supply, install, seal, reinstate water supply and test on completion and remove waste and debris. | 77.1846
631373 |  | R | N | Y | N | PL | TAPS:RENEW WASH BASIN PAIR LOW FLOW 2-3 L/S | Plumbing | Fittings, Equipment and Appliances for Services | Taps - Aerating Low Flow Type | NO | 63.178 | Taps:Renew pair of 15mm wash basin taps with pair of 2-3 litres per second aerating low flow taps, turn off/on water, install, seal, test on completion, and remove waste and debris. | Taps:Renew pair of 15mm wash basin taps with pair of 2-3 litres per second aerating low flow taps, including locate, turn off water mains supply, install, seal, reinstate water supply and test on completion and remove waste and debris. | 63.178
631375 |  | R | N | N | N | PL | TAPS:INSTALL MONOBLOC SINK LEVERS | Plumbing | Fittings, Equipment and Appliances for Services | Taps - Monobloc Sink | IT | 120.991 | Taps:Install pair of chromium plated high neck lever action mono bloc taps with thermostatic blending valve to sink top in lieu of pillar taps. | Taps:Install pair of chromium plated high neck lever action mono bloc taps with thermostatic blending valve to sink top in lieu of pillar taps. | 120.991
631401 |  | R | N | Y | N | PL | MIXER:RENEW THERMOSTATIC TO BATH | Plumbing | Fittings, Equipment and Appliances for Services | Taps - Thermostatic Controlled Mixers | IT | 126.3748 | Mixer:Renew thermostatic mixer tap to bath, turn off/on water supply, remove/refix bath panel and studding to gain access, adjust thermostat, test and make good. | Mixer:Renew thermostatic mixer tap to bath, turn off water supply, remove bath panel and studding to gain access, refix on completion, reinstate water supply, adjust thermostat, test and make good and remove waste and debris. | 126.3748
631403 |  | R | N | Y | N | PL | MIXER:RENEW THERMOSTATIC TO BATH SHOWER ATTACHMENT | Plumbing | Fittings, Equipment and Appliances for Services | Taps - Thermostatic Controlled Mixers | IT | 150.5938 | Mixer:Renew thermostatic mixer tap with shower hose attachment to bath, turn off/on water supply, remove/refix bath panel and studding for access, adjust thermostat, test and make good. | Mixer:Renew thermostatic mixer tap with shower hose attachment to bath, turn off water supply, remove bath panel and studding for access, refix on completion, reinstate water supply, adjust thermostat, test and make good and remove waste and debris. | 150.5938
631405 |  | R | N | Y | N | PL | MIXER:RENEW THERMOSTATIC TO SINK | Plumbing | Fittings, Equipment and Appliances for Services | Taps - Thermostatic Controlled Mixers | IT | 114.2536 | Mixer:Renew thermostatic mixer tap to sink, turn off /on water supply, adjust thermostat, test and make good. | Mixer:Renew thermostatic mixer tap to sink top, turn off water supply, make all necessary connections existing pipework, reinstate water supply, adjust thermostat and test on completion and remove waste and debris. | 114.2536
631407 |  | R | N | Y | N | PL | MIXER:RENEW THERMOSTATIC TO BASIN | Plumbing | Fittings, Equipment and Appliances for Services | Taps - Thermostatic Controlled Mixers | IT | 114.2536 | Mixer:Renew thermostatic mixer tap to basin, turn off/on water supply, adjust thermostat, test and make good. | Mixer:Renew thermostatic mixer tap to basin, turn off water supply, make all necessary connections existing pipework, reinstate water supply, adjust thermostat and test on completion and remove waste and debris. | 114.2536
631409 |  | U | N | N | Y | PL | MIXER:OVERHAUL ANY TYPE OF THERMOSTATIC | Plumbing | Fittings, Equipment and Appliances for Services | Taps - Thermostatic Controlled Mixers | IT | 83.7047 | Mixer:Overhaul any type of thermostatic mixer, dismantle and renew any parts, reseating, repacking gland, resecure mixer, cleaning down stems, reassemble, test on completion. | Mixer:Overhaul any type of thermostatic mixer tap, including the dismantling and renewal of washers, renewal thermostatic mixer cartridge, reseating, repacking gland, resecure mixer, cleaning down stems, reassemble, adjust thermostat and test on completion, turn off water remake all necessary connections existing pipework, reinstate water supply and test on completion and remove waste and debris. | 83.7047
631501 |  | U | N | N | Y | PL | SEALANT:RENEW TO SIDES AND ENDS OF BATH | Plumbing | Fittings, Equipment and Appliances for Services | Sealant Joints to Sanitary Appliances and Fittings | IT | 10.6432 | Sealant:Renew sanitaryware silicone sealant to side and ends of bath providing watertight joint. | Sealant:Renew sanitaryware silicone sealant to side and ends of bath providing watertight joint. | 10.6432
631503 |  | U | N | N | Y | PL | SEALANT:RENEW TO SHOWER TRAY | Plumbing | Fittings, Equipment and Appliances for Services | Sealant Joints to Sanitary Appliances and Fittings | IT | 9.871 | Sealant:Renew sanitaryware silicone sealant to sides of shower tray providing watertight joint. | Sealant:Renew sanitaryware silicone sealant to sides of shower tray providing watertight joint. | 9.871
631505 |  | U | N | N | Y | PL | SEALANT:RENEW TO BASIN OR SINK | Plumbing | Fittings, Equipment and Appliances for Services | Sealant Joints to Sanitary Appliances and Fittings | IT | 3.5517 | Sealant:Renew sanitaryware silicone sealant to sides of basin or sink to provide watertight joint. | Sealant:Renew sanitaryware silicone sealant to sides of basin or sink to provide watertight joint. | 3.5517
631507 |  | U | N | N | Y | PL | SEALANT:APPLY TO WORKTOP AND WALL | Plumbing | Fittings, Equipment and Appliances for Services | Sealant Joints to Sanitary Appliances and Fittings | LM | 3.5517 | Sealant:Seal joint between worktop and wall with silicone sealant and remove waste and debris. | Sealant:Seal joint between worktop and wall with silicone sealant and remove waste and debris. | 3.5517
631515 |  | U | N | N | Y | PL | SEALANT:PVC TRIM TO BATH | Plumbing | Fittings, Equipment and Appliances for Services | Sealant Joints to Sanitary Appliances and Fittings | IT | 22.6489 | Sealant:Replace existing sealant to side and ends of bath with PVCU quadrant or flexible cover trim fixed to bath and tiles with sanitaryware silicone sealant, rake out existing defective sealant. | Sealant:Replace existing sealant to side and ends of bath with suitable size PVCu quadrant or flexible PVC cover trim fixed to bath and tiles with sanitaryware silicone sealant to form a neat clean sealed beaded surround, including raking out existing defective sealant, cleaning and notching new quadrant trim around any obstructions. | 22.6489
631701 |  | R | N | N | N | PL | WORKTOP:FIT ALUMINIUM JOINT UPSTAND STRIP | Plumbing | Fittings, Equipment and Appliances for Services | Upstands | LM | 13.147 | Worktop:Supply and fix new proprietary aluminium joint strip between worktop and wall. | Worktop:Supply and fix new proprietary aluminium joint strip between worktop and wall. | 13.147
631703 |  | R | N | N | N | PL | WORKTOP:FIT PVC JOINT UPSTAND STRIP | Plumbing | Fittings, Equipment and Appliances for Services | Upstands | LM | 10.2857 | Worktop:Supply and fix proprietary PVC joint strip between worktop and wall. | Worktop:Supply and fix proprietary PVC joint strip between worktop and wall. | 10.2857
631705 |  | R | N | Y | N | PL | TRIM:FIT CHROME COVER FILLETS | Plumbing | Fittings, Equipment and Appliances for Services | Upstands | LM | 10.2389 | Trim:Provide and fix proprietary chrome cover fillets, stops, trims as directed. | Trim:Provide and fix proprietary chrome cover fillets, stops, trims as directed. | 10.2389
631901 |  | R | N | Y | N | PL | WASHING MACHINE:FORM NEW WASTE OUTLET | Plumbing | Fittings, Equipment and Appliances for Services | Washing Machine Plumbing | IT | 73.6528 | Washing Machine:Cut in existing 40mm waste pipe and make connection for waste from washing machine including washing machine trap and securely fixed stand pipe and remove waste and debris. | Washing Machine:Cut in existing 40mm waste pipe and make connection for waste from washing machine including washing machine trap and securely fixed stand pipe and remove waste and debris. | 73.6528
631903 |  | R | N | Y | N | PL | WASHING MACHINE:SUPPLY VALVES OR STOP TAPS | Plumbing | Fittings, Equipment and Appliances for Services | Washing Machine Plumbing | IT | 108.2578 | Washing Machine:Supply and fix hot and cold water washing machine valves, adapt and extend existing pipework ne 1m, install in line stop taps to hot and cold water supply pipes, make joints, test. | Washing Machine:Supply and fix hot and cold water washing machine valves including adapt and extend existing pipework ne 1m, install in line service pipe stop taps to hot and cold water supply/mains service, make all joints and test on completion and remove waste and debris. | 108.2578
631905 |  | R | N | N | N | PL | WASHING MACHINE:RENEW INDIVIDUAL VALVE | Plumbing | Fittings, Equipment and Appliances for Services | Washing Machine Plumbing | NO | 22.9755 | Washing Machine:Renew individual washing machine valve including turn water off/on, drain and refill, remove and connect new valve to existing pipework, adapt pipes, make joints, test. | Washing Machine:Renew individual washing machine valve including turn water off/on, drain and refill as necessary, remove existing and connect new valve existing pipework including any adaption of pipework required, make all joints and test on completion and remove waste and debris. | 22.9755
631907 |  | R | N | Y | N | PL | WASHING MACHINE:RENEW PAIR STOP TAPS | Plumbing | Fittings, Equipment and Appliances for Services | Washing Machine Plumbing | IT | 45.9623 | Washing Machine:Renew or supply and fix new pair of in line stop taps including turn water off/on, drain/refill, fix new stop taps to existing pipework, adapt pipes, make joints, test. | Washing Machine:Renew or supply and fix new pair of in line stop taps including turn water off/on, drain/refill as necessary, fix new stop taps to existing pipework including any adaption of pipework required, make all joints and test on completion and remove waste and debris. | 45.9623
635001 |  | R | N | Y | N | PL | PIPE:RENEW OR INSTALL 15MM COPPER | Plumbing | Supply Pipework | Copper Pipework - Renewals | LM | 28.1685 | Pipe:Renew or fix new any 15mm diameter pipe with copper pipe fixed with clips and including all made bends, connectors, fittings and any adaptors for jointing to pipes of other material. | Pipe:Renew or fix new any 15mm diameter pipe with copper pipe fixed with clips and including all made bends, connectors, fittings and any adaptors for jointing to pipes of other material and remove waste and debris. | 28.1685
635003 |  | R | N | Y | N | PL | PIPE:RENEW OR INSTALL 22MM COPPER | Plumbing | Supply Pipework | Copper Pipework - Renewals | LM | 33.3682 | Pipe:Renew or fix new any 22mm diameter pipe with copper pipe fixed with clips and including all made bends, connectors, fittings and any adaptors for jointing to pipes of other material. | Pipe:Renew or fix new any 22mm diameter pipe with copper pipe fixed with clips and including all made bends, connectors, fittings and any adaptors for jointing to pipes of other material and remove waste and debris. | 33.3682
635005 |  | R | N | Y | N | PL | PIPE:RENEW OR INSTALL 28MM COPPER | Plumbing | Supply Pipework | Copper Pipework - Renewals | LM | 40.1224 | Pipe:Renew or fix new any 28mm diameter pipe with copper pipe fixed with clips and including all made bends, connectors, fittings and any adaptors for jointing to pipes of other material. | Pipe:Renew or fix new any 28mm diameter pipe with copper pipe fixed with clips and including all made bends, connectors, fittings and any adaptors for jointing to pipes of other material and remove waste and debris. | 40.1224
635013 |  | R | N | N | N | PL | PIPE:RENEW PLASTIC CLIP TO COPPER PIPE | Plumbing | Supply Pipework | Copper Pipework - Renewals | NO | 5.8766 | Pipe:Renew or supply and fix pipe clip for any diameter copper pipe including plugging and screwing as necessary. | Pipe:Renew or supply and fix pipe clip for any diameter copper pipe including plugging and screwing as necessary. | 5.8766
635015 |  | R | N | N | N | PL | PIPE:RENEW OR PROVIDE BLANK CAP | Plumbing | Supply Pipework | Copper Pipework - Renewals | NO | 8.7497 | Pipe:Renew or provide blank cap to upto 22mm diameter copper pipe, including jointing to pipe, test. | Pipe:Renew or provide blank cap to upto 22mm diameter copper pipe, including jointing to pipe, test. | 8.7497
635017 |  | R | N | Y | N | PL | PIPE:REMOVE REDUNDANT | Plumbing | Supply Pipework | Copper Pipework - Renewals | LM | 7.0033 | Pipe:Remove redundant lengths of any size or type of water service or heating pipework including all fittings, make good finishes and remove waste and debris. | Pipe:Remove redundant lengths of any size or type of water service or heating pipework including all fittings, make good finishes and remove waste and debris. | 7.0033
635019 |  | R | N | Y | N | PL | PIPE:RENEW OR INSTALL 15MM CHROMIUM PLATED | Plumbing | Supply Pipework | Copper Pipework - Renewals | LM | 28.6716 | Pipe:Renew or fix new any 15mm diameter pipe with chromium plated pipe fixed with clips, all made bends, connectors, fittings, adaptors for jointing to other material, remove waste and debris. | Pipe:Renew or fix new any 15mm diameter pipe with chromium plated pipe fixed with clips and including all made bends, connectors, fittings and any adaptors for jointing to pipes of other material and remove waste and debris. | 28.6716
635021 |  | R | N | N | N | PL | PIPE:REMOVE LEAD AND REPLACE WITH COPPER | Plumbing | Supply Pipework | Copper Pipework - Renewals | LM | 38.9207 | Pipe:Remove redundant lead pipework including all fittings, fix new 22mm copper pipe fixed with clips and including all made bends, connectors, fittings, make good finishes and remove waste and debris | Pipe:Remove redundant lead pipework including all fittings, fix new 22mm copper pipe fixed with clips and including all made bends, connectors, fittings, make good finishes and remove waste and debris. | 38.9207
635101 | New | R | N | N | N | PL | PIPE:RENEW OR INSTALL 15MM POLYBUTYLENE BARRIER | Plumbing | Supply Pipework | Polybutylene Barrier Pipework - Renewals | LM | 22.7748 | Pipe:Renew or fix new any 15mm diameter pipe with Polybutylene Barrier pipe fixed with clips and including all push fit connectors, fittings and any adaptors for jointing to pipes of other material. | Pipe:Renew or fix new any 15mm diameter pipe with Polybutylene Barrier HEP20 or equal approved pipe fixed with clips and including all push fit connectors, fittings and any adaptors for jointing to pipes of other material, pipework to be installed in accordance with manufacturers instructions, Polybutylene products made by different manufacturers are not to be used together, remove waste and debris. | 22.7748
635103 | New | R | N | N | N | PL | PIPE:RENEW OR INSTALL 22MM POLYBUTYLENE BARRIER | Plumbing | Supply Pipework | Polybutylene Barrier Pipework - Renewals | LM | 25.1733 | Pipe:Renew or fix new any 22mm diameter pipe with Polybutylene Barrier pipe fixed with clips and including all push fit connectors, fittings and any adaptors for jointing to pipes of other material. | Pipe:Renew or fix new any 22mm diameter pipe with Polybutylene Barrier HEP20 or equal approved pipe fixed with clips and including all push fit connectors, fittings and any adaptors for jointing to pipes of other material, pipework to be installed in accordance with manufacturers instructions, Polybutylene products made by different manufacturers are not to be used together, remove waste and debris. | 25.1733
635105 | New | R | N | N | N | PL | PIPE:RENEW OR INSTALL 28MM POLYBUTYLENE BARRIER | Plumbing | Supply Pipework | Polybutylene Barrier Pipework - Renewals | LM | 27.9696 | Pipe:Renew or fix new any 28mm diameter pipe with Polybutylene Barrier pipe fixed with clips and including all push fit connectors, fittings and any adaptors for jointing to pipes of other material. | Pipe:Renew or fix new any 28mm diameter pipe with Polybutylene Barrier HEP20 or equal approved pipe fixed with clips and including all push fit connectors, fittings and any adaptors for jointing to pipes of other material, pipework to be installed in accordance with manufacturers instructions, Polybutylene products made by different manufacturers are not to be used together, remove waste and debris. | 27.9696
635111 | New | R | N | N | N | PL | PIPE:RENEW OR INSTALL 15MM POLYBUTYLENE STANDARD | Plumbing | Supply Pipework | Polybutylene Standard Pipework - Renewals | LM | 22.4706 | Pipe:Renew or fix new any 15mm diameter pipe with Polybutylene Standard pipe fixed with clips and including all push fit connectors, fittings and any adaptors for jointing to pipes of other material. | Pipe:Renew or fix new any 15mm diameter pipe with Polybutylene Standard HEP20 or equal approved pipe fixed with clips and including all push fit connectors, fittings and any adaptors for jointing to pipes of other material, pipework to be installed in accordance with manufacturers instructions, Polybutylene products made by different manufacturers are not to be used together, remove waste and debris. | 22.4706
635113 | New | R | N | N | N | PL | PIPE:RENEW OR INSTALL 22MM POLYBUTYLENE STANDARD | Plumbing | Supply Pipework | Polybutylene Standard Pipework - Renewals | LM | 24.6 | Pipe:Renew or fix new any 22mm diameter pipe with Polybutylene Standard pipe fixed with clips and including all push fit connectors, fittings and any adaptors for jointing to pipes of other material. | Pipe:Renew or fix new any 22mm diameter pipe with Polybutylene Standard HEP20 or equal approved pipe fixed with clips and including all push fit connectors, fittings and any adaptors for jointing to pipes of other material, pipework to be installed in accordance with manufacturers instructions, Polybutylene products made by different manufacturers are not to be used together, remove waste and debris. | 24.6
635115 | New | R | N | N | N | PL | PIPE:RENEW OR INSTALL 28MM POLYBUTYLENE STANDARD | Plumbing | Supply Pipework | Polybutylene Standard Pipework - Renewals | LM | 26.8932 | Pipe:Renew or fix new any 28mm diameter pipe with Polybutylene Standard pipe fixed with clips and including all push fit connectors, fittings and any adaptors for jointing to pipes of other material. | Pipe:Renew or fix new any 28mm diameter pipe with Polybutylene Standard HEP20 or equal approved pipe fixed with clips and including all push fit connectors, fittings and any adaptors for jointing to pipes of other material, pipework to be installed in accordance with manufacturers instructions, Polybutylene products made by different manufacturers are not to be used together, remove waste and debris. | 26.8932
635301 |  | R | N | N | N | PL | TEE:INSTALL 15MM TO EXISTING COPPER PIPEWORK | Plumbing | Supply Pipework | Copper Pipework - Extensions | NO | 14.5916 | Tee:Cut into any existing copper service pipework and fix new 15mm tee for installation extension. | Tee:Cut into any existing copper service pipework and fix new 15mm tee for installation extension. | 14.5916
635303 |  | R | N | N | N | PL | TEE:INSTALL 22MM TO EXISTING COPPER PIPEWORK | Plumbing | Supply Pipework | Copper Pipework - Extensions | NO | 21.6684 | Tee:Cut into any existing copper service pipework and fix new 22mm tee for installation extension. | Tee:Cut into any existing copper service pipework and fix new 22mm tee for installation extension. | 21.6684
635305 |  | R | N | N | N | PL | TEE:INSTALL 28MM TO EXISTING COPPER PIPEWORK | Plumbing | Supply Pipework | Copper Pipework - Extensions | NO | 30.1809 | Tee:Cut into any existing copper service pipework and fix new 28mm tee for installation extension. | Tee:Cut into any existing copper service pipework and fix new 28mm tee for installation extension. | 30.1809
640001 |  | E | Y | N | Y | PL | BURST:REPAIR BURST PIPE NE 28MM | Plumbing | Supply Pipework | Burst Pipe Repairs | NO | 61.276 | Burst:Turn off/on water supply, drain down, renew ne 1.00m length of any pipe, excluding lead, ne 28mm diameter including all bends, connectors, fittings, reinstate pipe lagging, test. | Burst:Isolate water supply, drain down, cut out and renew ne 1.00m length of any pipe, excluding lead, ne 28mm diameter including all necessary bends, connectors, fittings, cutting and threading of pipes etc., reinstate water supply and pipe lagging and test on completion and remove waste and debris. | 61.276
640003 |  | E | Y | N | Y | PL | BURST:REPAIR LEAKING FITTING NE 28MM | Plumbing | Supply Pipework | Burst Pipe Repairs | NO | 47.5855 | Burst:Isolate/reinstate water supply, drain down, remove and renew leaking/defective fitting of any type ne 28mm dia, cut and thread pipes etc., reinstate pipe lagging, test, remove waste and debris. | Burst:Isolate water supply, drain down, remove leaking/defective fitting of any type ne 28mm diameter, prepare existing pipework and renew fitting including any cutting and threading of pipes etc., reinstate water supply and pipe lagging and test on completion and remove waste and debris. | 47.5855
640005 |  | E | Y | N | Y | PL | BURST:REPAIR TO LEAD PIPE | Plumbing | Supply Pipework | Burst Pipe Repairs | NO | 90.9839 | Burst:Isolate water supply, drain down, cut out section of existing lead pipe, insert proprietary compression couplings and length of PVC pipe in repair to pipe, reinstate water supply, relag, test. | Burst:Isolate water supply, drain down as necessary, cut out section of existing lead pipe and insert proprietary compression couplings and length of PVC pipe to effect repair to burst pipe, reinstate water supply, relag and test and remove waste and debris. | 90.9839
640601 |  | R | N | N | N | PL | WALL:REMOVE AND REFIX WC SUITE IN ASSOCIATION | Specialist Treatments | Fungus and Beetle Eradication and DPC Works | Plumbing Works | IT | 92.7355 | Wall:Remove, set aside, store, later refix WC and cistern in conjunction with specialist treatment works, new service valve new fittings, cone and multikwick, adjust or refix wc seat, make good. | Wall:Remove, set aside, store, later refix WC and cistern in conjunction with specialist treatment works, adjust, extend pipe stubs, and provide new service valve if not already installed connect with new fittings, cone and multikwik, adjust or refix wc seat, disconnect and reconnect pipework, replug wall, test and make good all wall and floor finishes and remove waste and debris. | 92.7355
645007 |  | R | N | N | N | PL | INSULATION:REMOVE EXISTING FROM PIPE | Plumbing | Pipe Insulation | Moulded Foam Pipe Insulation | LM | 1.4007 | Insulation:Remove existing insulation including securing wires complete to any diameter pipe and remove waste and debris. | Insulation:Remove existing insulation including securing wires complete to any diameter pipe and remove waste and debris. | 1.4007
645101 |  | R | N | N | N | PL | INSULATION:RENEW UPTO 22MM PIPE | Plumbing | Pipe Insulation | Moulded Foam Pipe Insulation | LM | 6.5888 | Insulation:Renew or supply preformed insulation to any pipe ne 22mm diameter, fix preformed split cellular insulation section to pipework with adhesive tape and remove waste and debris. | Insulation:Renew or supply preformed insulation to any pipe ne 22mm diameter, fix preformed split cellular insulation section to pipework with adhesive tape and remove waste and debris. | 6.5888
645103 |  | R | N | N | N | PL | INSULATION:RENEW TO 28MM PIPE | Plumbing | Pipe Insulation | Moulded Foam Pipe Insulation | LM | 6.8813 | Insulation:Renew or supply preformed insulation to any pipe ne 28mm diameter, fix preformed split cellular insulation section to pipework with adhesive tape and remove waste and debris. | Insulation:Renew or supply preformed insulation to any pipe ne 28mm diameter, fix preformed split cellular insulation section to pipework with adhesive tape and remove waste and debris. | 6.8813
650001 |  | R | N | N | N | PL | STOPCOCK:RENEW 15MM DIAMETER | Plumbing | Stopcocks and Valves | Stopcocks | NO | 37.5869 | Stopcock:Renew 15mm stopcock connected to any type of pipework including locate supply and turn water off/on, drain down/refill, adjust pipework as necessary and test and remove waste and debris. | Stopcock:Renew 15mm stopcock connected to any type of pipework including locate supply and turn water off/on, drain down/refill, adjust pipework as necessary and test and remove waste and debris. | 37.5869
650003 |  | R | N | N | N | PL | STOPCOCK:RENEW 20MM DIAMETER | Plumbing | Stopcocks and Valves | Stopcocks | NO | 42.7817 | Stopcock:Renew 20mm stopcock connected to any type of pipework including locate supply and turn water off/on, drain down/refill, adjust pipework as necessary and test and remove waste and debris. | Stopcock:Renew 20mm stopcock connected to any type of pipework including locate supply and turn water off/on, drain down/refill, adjust pipework as necessary and test and remove waste and debris. | 42.7817
650005 |  | R | N | N | N | PL | STOPCOCK:RENEW 22MM DIAMETER | Plumbing | Stopcocks and Valves | Stopcocks | NO | 43.6475 | Stopcock:Renew 22mm stopcock connected to any type of pipework including locate supply and turn water off/on, drain down/refill, adjust pipework as necessary and test and remove waste and debris. | Stopcock:Renew 22mm stopcock connected to any type of pipework including locate supply and turn water off/on, drain down/refill, adjust pipework as necessary and test and remove waste and debris. | 43.6475
650007 |  | R | N | N | N | PL | STOPCOCK:RENEW 25MM DIAMETER | Plumbing | Stopcocks and Valves | Stopcocks | NO | 51.1238 | Stopcock:Renew 25mm stopcock connected to any type of pipework including locate supply and turn water off/on, drain down/refill, adjust pipework as necessary and test and remove waste and debris. | Stopcock:Renew 25mm stopcock connected to any type of pipework including locate supply and turn water off/on, drain down/refill, adjust pipework as necessary and test and remove waste and debris. | 51.1238
650009 |  | R | N | N | N | PL | STOPCOCK:RENEW 28MM DIAMETER | Plumbing | Stopcocks and Valves | Stopcocks | NO | 47.3915 | Stopcock:Renew 28mm stopcock connected to any type of pipework including locate supply and turn water off/on, drain down/refill, adjust pipework as necessary and test and remove waste and debris. | Stopcock:Renew 28mm stopcock connected to any type of pipework including locate supply and turn water off/on, drain down/refill, adjust pipework as necessary and test and remove waste and debris. | 47.3915
650013 |  | U | N | N | Y | PL | STOPCOCK:OVERHAUL ANY SIZE AND TYPE | Plumbing | Stopcocks and Valves | Stopcocks | NO | 29.4754 | Stopcock:Overhaul any size and type of stopcock including turn water off/on, drain down/refill as required, repack, reseat stopcock, deburr spindle and test and remove waste and debris. | Stopcock:Overhaul any size and type of stopcock including turn water off/on, drain down/refill as required, repack, reseat stopcock, deburr spindle and test and remove waste and debris. | 29.4754
655001 |  | R | N | N | N | PL | GATEVALVE:RENEW 15MM DIAMETER | Plumbing | Stopcocks and Valves | Gatevalves | NO | 36.5573 | Gatevalve:Renew 15mm gatevalve connected to any type of pipework including locate supply and turn water off/on, drain down/refill, adjust pipework as necessary and test and remove waste and debris. | Gatevalve:Renew 15mm gatevalve connected to any type of pipework including locate supply and turn water off/on, drain down/refill, adjust pipework as necessary and test and remove waste and debris. | 36.5573
655003 |  | R | N | N | N | PL | GATEVALVE:RENEW 22MM DIAMETER | Plumbing | Stopcocks and Valves | Gatevalves | NO | 41.3777 | Gatevalve:Renew 22mm gatevalve connected to any type of pipework including locate supply and turn water off/on, drain down/refill, adjust pipework as necessary and test and remove waste and debris. | Gatevalve:Renew 22mm gatevalve connected to any type of pipework including locate supply and turn water off/on, drain down/refill, adjust pipework as necessary and test and remove waste and debris. | 41.3777
655005 |  | R | N | N | N | PL | GATEVALVE:RENEW 28MM DIAMETER | Plumbing | Stopcocks and Valves | Gatevalves | NO | 42.3722 | Gatevalve:Renew 28mm gatevalve connected to any type of pipework including locate supply and turn water off/on, drain down/refill, adjust pipework as necessary and test and remove waste and debris. | Gatevalve:Renew 28mm gatevalve connected to any type of pipework including locate supply and turn water off/on, drain down/refill, adjust pipework as necessary and test and remove waste and debris. | 42.3722
655009 |  | U | N | N | Y | PL | GATEVALVE:OVERHAUL ANY SIZE AND TYPE | Plumbing | Stopcocks and Valves | Gatevalves | NO | 29.4754 | Gatevalve:Overhaul any size and type of gatevalve including turn water off/on, drain down/refill as required, repack, reseat gatevalve, deburr spindle and test and remove waste and debris. | Gatevalve:Overhaul any size and type of gatevalve including turn water off/on, drain down/refill as required, repack, reseat gatevalve, deburr spindle and test and remove waste and debris. | 29.4754
656001 |  | R | N | N | N | PL | SERVICE VALVE:RENEW OR INSTALL 15MM | Plumbing | Stopcocks and Valves | Check and Service Valves | NO | 33.0473 | Service Valve:Renew or install 15mm isolating or slot or screw operated service valve connected to any type of pipework, locate supply, turn water off/on, drain down/refill, adjust pipework, test. | Service Valve:Renew or install 15mm isolating or slot or screw operated service valve connected to any type of pipework including locate supply and turn water off/on, drain down/refill, adjust pipework as necessary and test and remove waste and debris. | 33.0473
656003 |  | R | N | N | N | PL | SERVICE VALVE:RENEW OR INSTALL 22MM | Plumbing | Stopcocks and Valves | Check and Service Valves | NO | 35.6681 | Service Valve:Renew or install 22mm isolating or slot or screw operated service valve connected to any type of pipework, locate supply, turn water off/on, drain down/refill, adjust pipework, test. | Service Valve:Renew or install 22mm isolating or slot or screw operated service valve connected to any type of pipework including locate supply and turn water off/on, drain down/refill, adjust pipework as necessary and test and remove waste and debris. | 35.6681
656005 |  | U | N | N | Y | PL | SERVICE VALVE:OVERHAUL ANY SIZE OR TYPE | Plumbing | Stopcocks and Valves | Check and Service Valves | NO | 29.4754 | Service Valve:Overhaul any size and type of service valve including turn water off/on, drain down/refill as required, repack and test and remove waste and debris. | Service Valve:Overhaul any size and type of service valve including turn water off/on, drain down/refill as required, repack and test and remove waste and debris. | 29.4754
657001 |  | R | N | N | N | PL | BALLOFIX VALVE:RENEW OR INSTALL 15MM | Plumbing | Stopcocks and Valves | Ballofix Valves | NO | 33.0473 | Ballofix Valve:Renew or install any type 15mm Ballofix valve with and including handle connected to any type of pipework, locate supply, turn water off+on, drain down+refill, adjust pipework, test. | Ballofix Valve:Renew or install any type 15mm Ballofix valve with and including handle connected to any type of pipework including locate supply and turn water off and on, drain down and refill, adjust pipework as necessary and test and remove waste and debris. | 33.0473
657003 |  | R | N | N | N | PL | BALLOFIX VALVE:RENEW OR INSTALL 22MM | Plumbing | Stopcocks and Valves | Ballofix Valves | NO | 35.6681 | Ballofix Valve:Renew or install any type 22mm Ballofix valve with and including handle connected to any type of pipework, locate supply, turn water off+on, drain down+refill, adjust pipework, test. | Ballofix Valve:Renew or install any type 22mm Ballofix valve with and including handle connected to any type of pipework including locate supply and turn water off and on, drain down and refill, adjust pipework as necessary and test and remove waste and debris. | 35.6681
657005 |  | R | N | N | N | PL | BALLOFIX VALVE:RENEW OR INSTALL 28MM | Plumbing | Stopcocks and Valves | Ballofix Valves | NO | 52.877 | Ballofix Valve:Renew or install any type 28mm Ballofix valve with and including handle connected to any type of pipework, locate supply, turn water off+on, drain down+refill, adjust pipework, test. | Ballofix Valve:Renew or install any type 28mm Ballofix valve with and including handle connected to any type of pipework including locate supply and turn water off and on, drain down and refill, adjust pipework as necessary and test and remove waste and debris. | 52.877
658001 |  | R | N | N | N | PL | THERMOSTATIC MIXING VALVE:RENEW OR INSTALL 15MM | Plumbing | Stopcocks and Valves | Thermostatic Mixing Valves | NO | 92.9477 | Thermostatic Mixing Valve:Renew or install 15mm blending valve, connected to any pipework, locate supply, turn water off/on, drain down/refill, adjust pipework, test and remove waste and debris. | Thermostatic Mixing Valve:Renew or install 15mm hot and cold water blending valve compliant with TMV2 and TMV3 schemes, connected to any type of pipework including locate supply and turn water off/on, drain down/refill, adjust pipework as necessary, test and remove waste and debris. | 92.9477
658003 |  | R | N | N | N | PL | THERMOSTATIC MIXING VALVE:RENEW OR INSTALL 22MM | Plumbing | Stopcocks and Valves | Thermostatic Mixing Valves | NO | 100.2485 | Thermostatic Mixing Valve:Renew or install 22mm blending valve, connected to any pipework, locate supply, turn water off/on, drain down/refill, adjust pipework, test and remove waste and debris. | Thermostatic Mixing Valve:Renew or install 22mm hot and cold water blending valve compliant with TMV2 and TMV3 schemes, connected to any type of pipework including locate supply and turn water off/on, drain down/refill, adjust pipework as necessary, test and remove waste and debris. | 100.2485
658011 |  | R | N | N | N | PL | THERMOSTATIC MIXING VALVE:ANNUAL SERVICE | Plumbing | Stopcocks and Valves | Thermostatic Mixing Valves | NO | 18.9088 | Thermostatic Mixing Valve:Undertake annual service of thermostatic mixing or blending valve, locate supply, turn water off/on, drain down/refill, service, test, remove waste and debris. | Thermostatic Mixing Valve:Undertake annual service of thermostatic mixing or blending valve in accordance with manufacturer's technical data sheet, connected to any pipework, locate supply, turn water off/on, drain down/refill, adjust pipework, test and remove waste and debris. | 18.9088
660001 |  | R | N | N | N | PL | DRAINCOCK:RENEW NE 15MM DRAIN COCK | Plumbing | Stopcocks and Valves | Draincocks | NO | 13.3479 | Draincock:Renew ne 15mm copper to copper draincock on service pipework from tank or cylinder in conjunction with associated work or whilst system drained down. | Draincock:Renew ne 15mm copper to copper draincock on service pipework from tank or cylinder in conjunction with associated work or whilst system drained down. | 13.3479
660003 |  | R | N | Y | N | PL | DRAINCOCK:RENEW NE 22MM DRAINCOCK | Plumbing | Stopcocks and Valves | Draincocks | NO | 20.3395 | Draincock:Renew ne 22mm copper to copper draincock on service pipework from tank or cylinder in conjunction with associated work or whilst system drained down. | Draincock:Renew ne 22mm copper to copper draincock on service pipework from tank or cylinder in conjunction with associated work or whilst system drained down. | 20.3395
660101 |  | R | N | Y | N | PL | SURESTOP:INSTALL 15MM TO RISING MAIN | Plumbing | Stopcocks and Valves | Surestops | IT | 98.7176 | Water Switch:Supply and install 15mm "Surestop" switch to main, turn off/on water, install valve, fix switch to any surface, fix 2m flexible tubing, test operation, make good, remove waste and debris. | Water Switch:Supply and install 15mm "Surestop" or other equal and approved to rising main, isolate water supply, drain down, cut into pipe and joint surestop valve, plug and screw switch to any surface, cut opening etc. for flexible tubing from switch to valve, tube maximum 2.00m long, turn water on, test operation of switch, make good and remove waste and debris. | 98.7176
660103 |  | R | N | Y | N | PL | SURESTOP:INSTALL 22MM TO RISING MAIN | Plumbing | Stopcocks and Valves | Surestops | IT | 109.6135 | Water Switch:Supply and install 22mm "Surestop" switch to main, turn off/on water, install valve, fix switch to any surface, fix 2m flexible tubing, test operation, make good, remove waste and debris. | Water Switch:Supply and install 22mm "Surestop" or other equal and approved to rising main, isolate water supply, drain down, cut into pipe and joint surestop valve, plug and screw switch to any surface, cut opening etc. for flexible tubing from switch to valve, tube maximum 2.00m long, turn water on, test operation of switch, make good and remove waste and debris. | 109.6135
660105 |  | R | N | Y | N | PL | SURESTOP:INSTALL 15MM TO HOT OR COLD PIPE | Plumbing | Stopcocks and Valves | Surestops | IT | 95.216 | Water Switch:Supply and install 15mm "Surestop" switch to pipe, turn off/on water, install valve, fix switch to any surface, fix 2m flexible tubing, test operation, make good, remove waste and debris. | Water Switch:Supply and install 15mm "Surestop" or other equal and approved to hot or cold pipe, isolate water supply, drain down, cut into pipe and joint surestop valve, plug and screw switch to any surface, cut opening etc. for flexible tubing from switch to valve, tube maximum 4.00m long, turn water on, test operation of switch, make good and remove waste and debris. | 95.216
660107 |  | R | N | Y | N | PL | SURESTOP:INSTALL 22MM TO HOT OR COLD PIPE | Plumbing | Stopcocks and Valves | Surestops | IT | 106.112 | Water Switch:Supply and install 22mm "Surestop" switch to pipe, turn off/on water, install valve, fix switch to any surface, fix 2m flexible tubing, test operation, make good, remove waste and debris. | Water Switch:Supply and install 22mm "Surestop" or other equal and approved to hot or cold pipe, isolate water supply, drain down, cut into pipe and joint surestop valve, plug and screw switch to any surface, cut opening etc. for flexible tubing from switch to valve, tube maximum 2.00m long, turn water on, test operation of switch, make good and remove waste and debris. | 106.112
665001 |  | R | N | Y | N | PL | TANK:RENEW WITH NE 113LTR PLASTIC | Plumbing | Water Storage Tanks | Tanks - Cold Water Storage | IT | 257.5849 | Tank:Renew any type with ne 113 litres plastic tank, lid, jacket, ballvalve and float Byelaw 30 kit, turn water off/on, drain/refill system, adjust, connect pipework, remove old tank, test. | Tank:Renew any type of tank with ne 113 litres plastic tank, lid, including Byelaw 30 kit, turn water off/on, drain/refill system, adjust and connect pipework, fix new insulation jacket, ballvalve and float and remove old tank, test on completion and remove waste and debris. | 257.5849
665003 |  | R | N | Y | N | PL | TANK:RENEW WITH NE 227LTR PLASTIC | Plumbing | Water Storage Tanks | Tanks - Cold Water Storage | IT | 365.9017 | Tank:Renew any type with over 113 and ne 227 litres plastic tank, lid, jacket, Byelaw 30 kit, turn water off/on, drain/refill system, adjust and connect pipework, remove old tank, test. | Tank:Renew any type of tank with over 113 and ne 227 litres plastic tank, lid, including Byelaw 30 kit, turn water off/on, drain/refill system, adjust and connect pipework, fix new insulation jacket, ballvalve and float and remove old tank, test on completion and remove waste and debris. | 365.9017
665005 |  | U | N | N | Y | PL | TANK:RENEW 15MM BALLVALVE | Plumbing | Water Storage Tanks | Tanks - Repairs and Overhauls | NO | 29.2935 | Tank:Renew 15mm ballvalve complete to cold water storage tank to byelaw 30 and transfer or renew float as necessary and remove waste and debris. | Tank:Renew 15mm ballvalve complete to cold water storage tank to byelaw 30 and transfer or renew float as necessary and remove waste and debris. | 29.2935
665007 |  | U | N | N | Y | PL | TANK:RENEW 22MM BALLVALVE | Plumbing | Water Storage Tanks | Tanks - Repairs and Overhauls | NO | 30.4284 | Tank:Renew 22mm ballvalve complete to cold water storage tank to byelaw 30 and transfer or renew float as necessary and remove waste and debris. | Tank:Renew 22mm ballvalve complete to cold water storage tank to byelaw 30 and transfer or renew float as necessary and remove waste and debris. | 30.4284
665009 |  | U | N | N | Y | PL | TANK:RENEW 28MM BALLVALVE | Plumbing | Water Storage Tanks | Tanks - Repairs and Overhauls | IT | 43.9366 | Tank:Renew 28mm ballvalve complete to cold water storage tank to byelaw 30 and transfer or renew float as necessary and remove waste and debris. | Tank:Renew 28mm ballvalve complete to cold water storage tank to byelaw 30 and transfer or renew float as necessary and remove waste and debris. | 43.9366
665011 |  | E | Y | N | Y | PL | TANK:REPAIR LEAK TO TANK OR FITTING | Plumbing | Water Storage Tanks | Tanks - Repairs and Overhauls | NO | 30.3613 | Tank:Turn off/on supply, drain off and repair leak to cold water tank or copper service pipe coupling and remake joints with new fitting as necessary, refill tank and test on completion. | Tank:Isolate supply, drain off and repair leak to cold water tank or copper service pipe coupling and remake joints with new fitting as necessary, reinstate water supply, refill tank and test on completion and remove waste and debris. | 30.3613
665015 |  | U | N | N | Y | PL | TANK:DRAIN CLEAN OUT AND REFILL CWST TANK | Plumbing | Water Storage Tanks | Tanks - Repairs and Overhauls | NO | 28.0129 | Tank:Isolate supply and drain down ne 227 litre cold water storage tank, thoroughly clean out, reinstate water supply, refill tank and test on completion and remove waste and debris. | Tank:Isolate supply and drain down ne 227 litre cold water storage tank, thoroughly clean out, reinstate water supply, refill tank and test on completion and remove waste and debris. | 28.0129
665017 |  | U | N | N | Y | PL | TANK:REPAIR BALLVALVE AND FLOAT | Plumbing | Water Storage Tanks | Tanks - Repairs and Overhauls | NO | 19.8565 | Tank:Repair any ballvalve including remove ballvalve, overhaul, renew washer and seat, refix ballvalve and or renew float if defective, refill and test, and remove waste and debris. | Tank:Repair any ballvalve washer including remove ballvalve, overhaul, renew washer and seat, refix ballvalve and or renew float if defective including turn water off/on, make good and test on completion. | 19.8565
665019 |  | R | N | N | N | PL | TANK:RENEW OVERFLOW | Plumbing | Water Storage Tanks | Tanks - Repairs and Overhauls | IT | 61.7906 | Tank:Renew tank overflow ne 6m long in roof space with plastic pipe and fittings including cut any holes in structure or finishes, make good and test and remove waste and debris. | Tank:Renew tank overflow ne 6m long in roof space with plastic pipe and fittings including cut any holes in structure or finishes, make good and test and remove waste and debris. | 61.7906
665021 |  | R | N | N | N | PL | TANK:RENEW LID TO NE 18 LITRE FEED AND EXPANSION | Plumbing | Water Storage Tanks | Tanks - Repairs and Overhauls | IT | 20.0905 | Tank:Renew or supply new proprietary tank lid to feed and expansion tank ne 18 litre capacity and remove waste and debris. | Tank:Renew or supply new proprietary tank lid to feed and expansion tank ne 18 litre capacity and remove waste and debris. | 20.0905
665023 |  | R | N | N | N | PL | TANK:RENEW LID TO NE 113 LITRE CWST TANK | Plumbing | Water Storage Tanks | Tanks - Repairs and Overhauls | IT | 43.8532 | Tank:Renew or supply new proprietary tank lid to cold water storage tank ne 113 litre capacity and remove waste and debris. | Tank:Renew or supply new proprietary tank lid to cold water storage tank ne 113 litre capacity and remove waste and debris. | 43.8532
665025 |  | R | N | N | N | PL | TANK:RENEW LID TO 227 LITRE CWST TANK | Plumbing | Water Storage Tanks | Tanks - Repairs and Overhauls | IT | 59.6599 | Tank:Renew or supply new proprietary tank lid to cold water storage tank 227 litre capacity and remove waste and debris. | Tank:Renew or supply new proprietary tank lid to cold water storage tank 227 litre capacity and remove waste and debris. | 59.6599
665027 |  | R | N | Y | N | PL | TANK:INSPECTION FOR COMPLIANCE | Plumbing | Water Storage Tanks | Tanks - Repairs and Overhauls | IT | 14.0065 | Tank:Access roof space and carry out inspection of cold water storage tanks in dwelling for compliance with byelaw 30 regulations. | Tank:Access roof space and carry out inspection of cold water storage tanks in dwelling for compliance with byelaw 30 regulations. | 14.0065
665029 |  | R | N | Y | N | PL | TANK:OVERHAUL | Plumbing | Water Storage Tanks | Tanks - Repairs and Overhauls | IT | 34.4396 | Tank:Access roof space, overhaul cold water storage tank, take off/refix insulation, lid, overhaul valves, repair leaks, renew float operated diaphragm valve, drain, clean, refill tank, clear airlock. | Tank:Access roof space and overhaul any cold water storage tank, take off, set aside and later refix insulation and lid, overhaul all valves, repair any leaks, renew float operated diaphragm valve, clean out tank, clear all airlocks, drain and refill tank as necessary. | 34.4396
665031 |  | R | N | N | N | PL | TANK:RENEW BYELAW 30 KIT | Plumbing | Water Storage Tanks | Tanks - Repairs and Overhauls | IT | 51.4046 | Tank:Turn water off/on, drain /refill system and install or renew to any type of cold water storage tank, Byelaw 30 fittings kit, adjust and connect pipework, test, remove waste and debris. | Tank:Install or renew to any type of cold water storage tank, Byelaw 30 fittings kit including fit screened breather, warning pipe, dip pipe and rubber expansion pipe grommet, turn water off/on and drain/refill system if required, adjust and connect pipework, test on completion and remove waste and debris. | 51.4046
670001 |  | R | N | N | N | PL | TANK:RENEW INSULATION TO NE 113 LITRE | Plumbing | Water Storage Tanks | Insulation - Tank | NO | 27.0486 | Tank:Renew insulating jacket set fixed securely to cold water storage tank, ne 113 litres and remove waste and debris. | Tank:Renew insulating jacket set fixed securely to cold water storage tank, ne 113 litres and remove waste and debris. | 27.0486
670003 |  | R | N | N | N | PL | TANK:RENEW INSULATION TO NE 227 LITRE | Plumbing | Water Storage Tanks | Insulation - Tank | NO | 33.8697 | Tank:Renew insulating jacket set fixed securely to cold water storage tank, over 113 and ne 227 litres and remove waste and debris. | Tank:Renew insulating jacket set fixed securely to cold water storage tank, over 113 and ne 227 litres and remove waste and debris. | 33.8697
670005 |  | R | N | Y | N | PL | TANK:REMOVE, SET ASIDE, REFIX INSULATION | Plumbing | Water Storage Tanks | Insulation - Tank | NO | 11.9673 | Tank:Remove existing insulation from any type of storage tank, including tank cover insulation, set aside for re-use and refix insulation to cold water storage tanks and feed and expansion tanks. | Tank:Remove existing insulation from any type of storage tank, including tank cover insulation, set aside for re-use and refix insulation to cold water storage tanks and feed and expansion tanks. | 11.9673
675001 |  | U | N | Y | N | PL | CYLINDER:RENEW DIRECT INSULATED NEW HEATER | Plumbing | Hot Water Cylinders | Cylinders - Pre-Insulated Direct | NO | 411.1591 | Cylinder:Turn off/on supply, drain down/refill, renew with ne 144 litre direct copper pre-insulated cylinder, remake connections, vent and test system, new immersion, remake all bonding. | Cylinder:Isolate supply, drain down, disconnect, clear away and renew with ne 144 litre direct copper pre-insulated cylinder, connect existing pipes, refill, vent and test system, including all newly made joints, install 3kW top entry immersion heater and thermostat, remake all bonding, remove/refix shelves etc., reconnect electricity supply and test on completion and remove waste and debris. | 411.1591
675003 |  | U | N | Y | N | PL | CYLINDER:RENEW DIRECT INSULATED REFIX HEATER | Plumbing | Hot Water Cylinders | Cylinders - Pre-Insulated Direct | NO | 373.1508 | Cylinder:Turn off/on supply, drain down/refill, renew with ne 144 litre direct copper pre-insulated cylinder, remake connections, vent and test system, refix immersion, remake all bonding. | Cylinder:Isolate supply, drain down, disconnect, clear away and renew with ne 144 litre direct copper pre-insulated cylinder, connect existing pipes, refill, vent and test system, including all newly made joints, transfer and refix immersion heater and thermostat, remake all bonding, remove/refix shelves etc., reconnect electricity supply and test on completion and remove waste and debris. | 373.1508
675005 |  | U | N | Y | N | PL | CYLINDER:RENEW INDIRECT INSULATED NEW HEATER | Plumbing | Hot Water Cylinders | Cylinders - Pre-Insulated Indirect | NO | 427.6861 | Cylinder:Turn off/on supply, drain down/refill, renew with ne 140 litre indirect copper pre-insulated cylinder, remake connections, vent and test system, new immersion, remake all bonding. | Cylinder:Isolate supply, drain down, disconnect, clear away and renew with ne 140 litre indirect pre-insulated cylinder, connect existing pipes, refill, vent and test system, including all newly made joints, install 3kW top entry immersion heater and thermostat, remake all bonding, remove and refix shelves, reconnect electricity supply and test on completion and remove waste and debris. | 427.6861
675007 |  | U | N | Y | N | PL | CYLINDER:RENEW INDIRECT INSULATED REFIX HEATER | Plumbing | Hot Water Cylinders | Cylinders - Pre-Insulated Indirect | NO | 389.6779 | Cylinder:Turn off/on supply, drain down/refill, renew with ne 140 litre indirect copper pre-insulated cylinder, remake connections, vent and test system, refix immersion, remake all bonding. | Cylinder:Isolate supply, drain down, disconnect, clear away and renew with ne 140 litre indirect pre-insulated cylinder, connect existing pipes, refill, vent and test system, including all newly made joints, transfer and refix existing immersion heater and thermostat, remake all bonding, remove and refix shelves, reconnect electricity supply and test on completion and remove waste and debris. | 389.6779
675021 |  | U | N | Y | N | PL | CYLINDER:RENEW FORTIC DIRECT NEW HEATER | Plumbing | Hot Water Cylinders | Cylinders - Pre-Insulated Fortic Direct | NO | 416.6363 | Cylinder:Turn off/on supply, drain down/refill, renew with ne 115 litre Fortic direct pre-insulated combination tank, remake connections, vent and test system, new immersion, bonding. | Cylinder:Isolate supply, drain down, disconnect, clear away and renew with ne 115 litre 'Fortic' direct pre-insulated combination tank, connect to existing pipes, vent and test system, including all newly made joints, install 3kW immersion heater and thermostat, remake all bonding, remove and refix all shelves etc. reconnect electricity supply and test on completion and remove waste and debris. | 416.6363
675023 |  | U | N | Y | N | PL | CYLINDER:RENEW FORTIC DIRECT REFIX HEATER | Plumbing | Hot Water Cylinders | Cylinders - Pre-Insulated Fortic Direct | NO | 375.703 | Cylinder:Turn off/on supply, drain down/refill, renew with ne 115 litre Fortic direct pre-insulated combination tank, remake connections, vent and test system, refix immersion, bonding. | Cylinder:Isolate supply, drain down, disconnect immersion heater and set aside, disconnect, clear away and renew with ne 115 litre 'Fortic' direct pre-insulated combination tank, connect to existing pipes, refill, transfer and refix immersion heater, vent and test system including all newly made joints, remake all bonding, remove and refix any shelves etc. reconnect electricity supply and test on completion and remove waste and debris. | 375.703
675025 |  | U | N | Y | N | PL | CYLINDER:RENEW FORTIC INDIRECT NEW HEATER | Plumbing | Hot Water Cylinders | Cylinders - Pre-Insulated Fortic Indirect | NO | 415.483 | Cylinder:Turn off/on supply, drain down/refill, renew with ne 115 litre Fortic indirect pre-insulated combination tank, remake connections, vent and test system, new immersion, bonding. | Cylinder:Isolate supply, drain down, disconnect, clear away and renew with ne 115 litre 'Fortic' indirect pre-insulated combination tank, connect existing pipes, refill, vent and test, including made joints, install 3kW immersion heater and thermostat, remake all bonding, remove and refix shelves etc., reconnect electricity supply and test on completion and remove waste and debris. | 415.483
675027 |  | U | N | Y | N | PL | CYLINDER:RENEW FORTIC INDIRECT REFIX HEATER | Plumbing | Hot Water Cylinders | Cylinders - Pre-Insulated Fortic Indirect | NO | 377.4748 | Cylinder:Turn off/on supply, drain down/refill, renew with ne 115 litre Fortic indirect pre-insulated combination tank, remake connections, vent and test system, refix immersion, bonding. | Cylinder:Isolate supply, drain down, disconnect immersion heater and set aside, disconnect, clear away and renew with ne 115 litre 'Fortic' litre indirect pre-insulated combination tank, connect to existing pipes, refill, refix immersion heater, vent and test system including all newly made joints, remake all bonding, remove and refix any shelves etc., reconnect electricity supply and test on completion and remove waste and debris. | 377.4748
675029 |  | U | N | Y | N | PL | CYLINDER:RENEW ECONOMY 7 NEW HEATERS | Plumbing | Hot Water Cylinders | Cylinders - Economy 7 Type | NO | 541.9149 | Cylinder:Turn off/on supply, drain down/refill, renew with Economy 7 hot water cylinder, remake connections, vent and test system, new top and bottom immersions and thermostats, remake bonding. | Cylinder:Isolate supply, drain down, disconnect, clear away and renew with Economy 7 hot water cylinder, connect existing pipes, refill vent and test system, including all newly made joints, install new top and bottom entry immersion heaters and thermostats, remake all bonding, remove and refix all shelves etc., reconnect electricity supply and test on completion and remove waste and debris. | 541.9149
675031 |  | U | N | Y | N | PL | CYLINDER:RENEW ECONOMY 7 REFIX HEATERS | Plumbing | Hot Water Cylinders | Cylinders - Economy 7 Type | NO | 479.2079 | Cylinder:Turn off/on supply, drain down/refill, renew with Economy 7 hot water cylinder, remake connections, vent and test system, refix top and bottom immersions and thermostats, remake bonding. | Cylinder:Isolate supply, drain down, disconnect, clear away and renew with Economy 7 hot water cylinder, connect existing pipes, refill vent and test system, including all newly made joints, transfer and refix top and bottom entry immersion heaters and thermostats, remake all bonding, remove and refix all shelves etc., reconnect electricity supply and test on completion and remove waste and debris. | 479.2079
675033 |  | U | N | Y | N | PL | CYLINDER:RENEW ELSON TANK NEW HEATERS | Plumbing | Hot Water Cylinders | Cylinders - Elson Type Combination Tanks | NO | 1698.8774 | Cylinder:Turn off/on supply, drain down/refill, renew with ne 144 litre Elson combination tank, remake connections, vent and test system, new top, bottom immersions, thermostats, bonding. | Cylinder:Isolate supply, drain down, disconnect, clear away and renew with ne 144 litre Elson combination tank, connect existing pipes, vent and test system, including all newly made joints, install new top and bottom entry immersion heaters and thermostats, remake all bonding, remove and refix all shelves etc., reconnect electricity supply and test on completion and remove waste and debris. | 1698.8774
675035 |  | U | N | Y | N | PL | CYLINDER:RENEW ELSON TANK REFIX HEATERS | Plumbing | Hot Water Cylinders | Cylinders - Elson Type Combination Tanks | NO | 1639.0955 | Cylinder:Turn off/on supply, drain down/refill, renew with ne 144 litre Elson combination tank, remake connections, vent and test system, refix immersions and thermostats, bonding. | Cylinder:Isolate supply, drain down, disconnect, clear away and renew with ne 144 litre Elson combination tank, connect existing pipes vent and test system, including all newly made joints, transfer and refix top and bottom entry immersion heaters and thermostats, remake all bonding, remove and refix all shelves etc., reconnect electricity supply and test on completion and remove waste and debris. | 1639.0955
675037 |  | U | N | N | Y | PL | CYLINDER:RENEW LEAKING FITTING | Plumbing | Hot Water Cylinders | Cylinders - Repairs etc | NO | 19.8565 | Cylinder:Renew or remake leaking joint to fitting to copper cylinder and test upon completion and remove waste and debris. | Cylinder:Renew or remake leaking joint to fitting to copper cylinder and test upon completion and remove waste and debris. | 19.8565
675039 |  | U | Y | N | Y | PL | CYLINDER:REPAIR LEAK | Plumbing | Hot Water Cylinders | Cylinders - Repairs etc | NO | 52.2067 | Cylinder:Drain down copper cylinder, remove jacket, shelves etc., prepare, wipe patch to repair leak, refill, vent and test system, refix jacket, and test on completion. | Cylinder:Drain down copper cylinder as necessary, remove jacket, shelves etc., prepare and wipe patch to repair leak, refill, vent and test system, including all newly made joints, refix jacket and test on completion and remove waste and debris. | 52.2067
675041 |  | U | N | N | Y | PL | CYLINDER:DRAIN DESCALE FLUSH OUT | Plumbing | Hot Water Cylinders | Cylinders - Repairs etc | NO | 75.8823 | Cylinder:Isolate electricity supply, drain down/refill cylinder, remove/refix jacket, shelves etc., remove, descale, flush out, refix cylinder, vent and test system, reconnect electricity, test. | Cylinder:Isolate electricity supply, drain down cylinder, remove jacket, shelves etc., remove, descale, flush out and securely refix cylinder, refill, vent and test system, including all newly made joints, reconnect electricity supply, refix jacket and test on completion and remove waste and debris. | 75.8823
675043 |  | U | N | N | Y | PL | CYLINDER:RENEW FLANGE | Plumbing | Hot Water Cylinders | Cylinders - Repairs etc | NO | 43.1359 | Cylinder:Isolate supply, drain down/refill copper cylinder, remove/refix jacket, shelves etc., disconnect, clear away and renew immersion heater flange, vent and test system. | Cylinder:Isolate supply, drain down copper cylinder, remove jacket, shelves etc., disconnect, clear away and renew immersion heater flange, refix jacket, shelves etc., refill, vent and test system and remove waste and debris. | 43.1359
675045 |  | R | N | N | N | PL | CYLINDER:SUPPLY PAIR ISOLATING VALVES | Plumbing | Hot Water Cylinders | Cylinders - Repairs etc | IT | 72.4711 | Cylinder:Isolate supply, drain down as necessary and insert pair of isolating valves to hot water cylinder circuit, reinstate supply, fill, vent and test and remove waste and debris. | Cylinder:Isolate supply, drain down as necessary and insert pair of isolating valves to hot water cylinder circuit, reinstate supply, fill, vent and test and remove waste and debris. | 72.4711
675047 |  | U | N | N | Y | PL | CYLINDER:SERVICE PRESSURISED CYLINDER | Plumbing | Hot Water Cylinders | Cylinders - Repairs etc | NO | 42.0194 | Cylinder:Carry out service to any size/type of pressurised hot water cylinder. | Cylinder:Carry out service to any size/type of pressurised hot water cylinder. | 42.0194
675048 |  | U | N | Y | Y | PL | CYLINDER:SERVICE UNVENTED CYLINDER | Plumbing | Hot Water Cylinders | Cylinders - Repairs etc | NO | 86.9638 | Cylinder:Carry out service to unvented hot water cylinder, test operation of valves, clean strainers, top up pressures, check for leaks, test immersion heaters and thermostats, record to Client. | Cylinder:Carry out service to any size/type of unvented hot water cylinder in accordance with the manufacturers technical data sheet including but not limited to testing operation of expansion relief valve, temperature and pressure relied valves, combination valve and pressure reduction valve, clean the line strainers, recording and topping up pressures, check for leaks, test function of main and booster immersion heaters and thermostates, providing service record to Client. | 86.9638
675049 |  | U | N | N | Y | PL | CYLINDER:RENEW JACKET | Plumbing | Hot Water Cylinders | Cylinders - Repairs etc | NO | 28.2388 | Cylinder:Renew insulating jacket set fixed securely to cylinder and remove waste and debris. | Cylinder:Renew insulating jacket set fixed securely to cylinder and remove waste and debris. | 28.2388
675050 |  | R | N | N | N | PL | COIL HEATER:RENEW TO MEGAFLOW | Plumbing | Hot Water Cylinders | Cylinders - Repairs etc | IT | 77.0726 | Coil Heater:Renew coil heater to megaflow cylinder with ne 3kW alloy- sheathed heater, refill, test/vent, refix, test, reset thermostat, connect, reconnect electric, test, remove debris. | Coil Heater:Renew coil heater to megaflow cylinder with ne 3kW alloy- sheathed heater, refill, test/vent, refix, test, reset thermostat, connect, reconnect electric, test, remove debris. | 77.0726
677001 |  | R | N | Y | N | PL | PLUMBUNIT:RENEW STD DIR 227LTR COLD NE 144LTR HOT | Plumbing | Hot Water Cylinders | Proprietary Prefabricated Hot/Cold Plumbing Units | NO | 1720.0297 | Plumbunit:Renew any size or type of proprietary plumbing unit with preplumbed unit comprising ne 227 ltr cold water storage tank ne 144 ltr direct pre-insulated cylinder, complete. | Plumbunit:Renew any size or type proprietary prefabricated plumbing unit with new unit comprising ne 227 ltr polythene cold water storage tank with lid, ballvalve, Byelaw 30 kit, ne 144 ltr direct pre-insulated copper grade 3 cylinder, two 3kW top/bottom entry immersion heaters and thermostats, copper pipework, fittings, connections and valves all pre-plumbed on vented baseboards within painted steel supporting bases and framework, including turn water supply on/off, drain down, disconnect, clear away, connect to existing supply/distribution and overflow pipes etc., adjust ballvalve and float, refill, vent and test system, including all newly made joints, remake all earth bonding, reconnect electricity supply and test on completion and remove waste and debris. | 1720.0297
677011 |  | R | N | Y | N | PL | PLUMBUNIT:RENEW STD IND 227LTR COLD NE 140LTR HOT | Plumbing | Hot Water Cylinders | Proprietary Prefabricated Hot/Cold Plumbing Units | NO | 1743.5979 | Plumbunit:Renew any size or type of proprietary plumbing unit with preplumbed unit comprising ne 227 ltr cold water storage tank ne 140 ltr indirect pre-insulated cylinder, complete. | Plumbunit:Renew any size or type proprietary prefabricated plumbing unit with new unit comprising ne 227 ltr polythene cold water storage tank and ne 18 ltr feed and expansion tank with lids, ballvalves, Byelaw 30 kits, ne 140 ltr indirect pre-insulated copper grade 3 cylinder, copper pipework, fittings, connections and valves all pre-plumbed on vented baseboards within painted steel supporting bases and framework, including turn water supply on/off, drain down, disconnect, clear away, connect to existing supply/distribution and overflow pipes etc., adjust ballvalve and float, refill, vent, balance and test systems, including all newly made joints, remake all earth bonding, reconnect electricity supply and test on completion and remove waste and debris. | 1743.5979
679001 |  | R | N | Y | N | PL | CYLINDER:RENEW UNVENTED ECO 710 PRE-INSUL 190 LTR | Plumbing | Hot Water Cylinders | Cylinders - Economy 7/10 Unvented Direct Pre-Insul | NO | 933.5299 | Cylinder:Turn on/off supplies, renew 190 ltr unvented pre-insulated Economy 7 or 10 cylinder, valves, exp. vessel, 2 x 3 kW immersions, thermostat, connections, vent, test system, install, bonding. | Cylinder:Isolate supply, drain down, disconnect, clear away and renew or install 190 litre unvented pre-insulated Economy 7 or 10 copper cylinder with temperature and relief valves, 18 litre expansion vessel, connect new and existing feed and supply pipes, refill, vent and test system, including all newly made joints, install 2 no. 3kW immersion heaters (lower and upper boost) and thermostat, remake all bonding, remove/refix shelves etc. reconnect electricity supply and test on completion and remove waste and debris. | 933.5299
679003 |  | R | N | Y | N | PL | CYLINDER:RENEW UNVENTED ECO 710 PRE-INSUL 210 LTR | Plumbing | Hot Water Cylinders | Cylinders - Economy 7/10 Unvented Direct Pre-Insul | NO | 1082.7517 | Cylinder:Isolate supply, drain down, disconnect, renew or install 210 litre unvented pre-insulated Economy 7 or 10 cylinder with twin immersions, valves, 18 litre expansion vessel, test, bond. | Cylinder:Isolate supply, drain down, disconnect, clear away and renew or install 210 litre unvented pre-insulated Economy 7 or 10 copper cylinder with temperature and relief valves, 24 litre expansion vessel, connect new and existing feed and supply pipes, refill, vent and test system, including all newly made joints, install 2 no. 3kW immersion heaters (lower and upper boost) and thermostat, remake all bonding, remove/refix shelves etc. reconnect electricity supply and test on completion and remove waste and debris. | 1082.7517
679005 |  | R | N | Y | N | PL | CYLINDER:RENEW UNVENTED ECO 710 PRE-INSUL 250 LTR | Plumbing | Hot Water Cylinders | Cylinders - Economy 7/10 Unvented Direct Pre-Insul | NO | 1208.8777 | Cylinder:Isolate supply, drain down, disconnect, renew or install 250 litre unvented pre-insulated Economy 7 or 10 cylinder with twin immersions, valves, 18 litre expansion vessel, test, bond. | Cylinder:Isolate supply, drain down, disconnect, clear away and renew or install 250 litre unvented pre-insulated Economy 7 or 10 copper cylinder with temperature and relief valves, 24 litre expansion vessel, connect new and existing feed and supply pipes, refill, vent and test system, including all newly made joints, install 2 no. 3kW immersion heaters (lower and upper boost) and thermostat, remake all bonding, remove/refix shelves etc. reconnect electricity supply and test on completion and remove waste and debris. | 1208.8777
679007 |  | R | N | Y | N | PL | CYLINDER:RENEW UNVENTED ECO 710 PRE-INSUL 300 LTR | Plumbing | Hot Water Cylinders | Cylinders - Economy 7/10 Unvented Direct Pre-Insul | NO | 1347.277 | Cylinder:Isolate supply, drain down, disconnect, renew or install 300 litre unvented pre-insulated Economy 7 or 10 cylinder with twin immersions, valves, 18 litre expansion vessel, test, bond. | Cylinder:Isolate supply, drain down, disconnect, clear away and renew or install 300 litre unvented pre-insulated Economy 7 or 10 copper cylinder with temperature and relief valves, 40 litre expansion vessel, connect new and existing feed and supply pipes, refill, vent and test system, including all newly made joints, install 2 no. 3kW immersion heaters (lower and upper boost) and thermostat, remake all bonding, remove/refix shelves etc. reconnect electricity supply and test on completion and remove waste and debris. | 1347.277
679009 |  | R | N | Y | N | PL | CYLINDER:RENEW UNVENTED INDIRECT PRE-INSUL 190 LTR | Plumbing | Hot Water Cylinders | Cylinders - Unvented Indirect Pre-insulated | NO | 1095.0133 | Cylinder:Turn on/off supplies, renew 190 litre unvented pre-insulated cylinder complete with primary coil, dual thermostat, wiring centre, valves, exp vessel, connections, vent, test system, bonding. | Cylinder:Isolate supply, drain down, disconnect, clear away and renew or install 190 litre unvented pre-insulated cylinder complete with primary coil, dual thermostat, wiring centre 2 part zone valve, temperature and pressure relief valves, 18 litre expansion vessel, connect new and existing feed and supply pipes, refill, vent and test system, including all newly made joints, remake all bonding, remove/refix shelves etc. reconnect electricity supply and test on completion and remove waste and debris. | 1095.0133
679011 |  | R | N | Y | N | PL | CYLINDER:RENEW UNVENTED INDIRECT PRE-INSUL 210 LTR | Plumbing | Hot Water Cylinders | Cylinders - Unvented Indirect Pre-insulated | NO | 1224.8599 | Cylinder:Turn on/off supplies, renew 210 litre unvented pre-insulated cylinder complete with primary coil, dual thermostat, wiring centre, valves, exp vessel, connections, vent, test system, bonding. | Cylinder:Isolate supply, drain down, disconnect, clear away and renew or install 210 litre unvented pre-insulated cylinder complete with primary coil, dual thermostat, wiring centre 2 part zone valve, temperature and pressure relief valves, 24 litre expansion vessel, connect new and existing feed and supply pipes, refill, vent and test system, including all newly made joints, remake all bonding, remove/refix shelves etc. reconnect electricity supply and test on completion and remove waste and debris. | 1224.8599
679013 |  | R | N | Y | N | PL | CYLINDER:RENEW UNVENTED INDIRECT PRE-INSUL 250 LTR | Plumbing | Hot Water Cylinders | Cylinders - Unvented Indirect Pre-insulated | NO | 1645.7089 | Cylinder:Turn on/off supplies, renew 250 litre unvented pre-insulated cylinder complete with primary coil, dual thermostat, wiring centre, valves, exp vessel, connections, vent, test system, bonding. | Cylinder:Isolate supply, drain down, disconnect, clear away and renew or install 250 litre unvented pre-insulated cylinder complete with primary coil, dual thermostat, wiring centre 2 part zone valve, temperature and pressure relief valves, 24 litre expansion vessel, connect new and existing feed and supply pipes, refill, vent and test system, including all newly made joints, remake all bonding, remove/refix shelves etc. reconnect electricity supply and test on completion and remove waste and debris. | 1645.7089
679015 |  | R | N | Y | N | PL | CYLINDER:RENEW UNVENTED INDIRECT PRE-INSUL 300 LTR | Plumbing | Hot Water Cylinders | Cylinders - Unvented Indirect Pre-insulated | NO | 1686.5536 | Cylinder:Turn on/off supplies, renew 300 litre unvented pre-insulated cylinder complete with primary coil, dual thermostat, wiring centre, valves, exp vessel, connections, vent, test system, bonding. | Cylinder:Isolate supply, drain down, disconnect, clear away and renew or install 300 litre unvented pre-insulated cylinder complete with primary coil, dual thermostat, wiring centre 2 part zone valve, temperature and pressure relief valves, 40 litre expansion vessel, connect new and existing feed and supply pipes, refill, vent and test system, including all newly made joints, remake all bonding, remove/refix shelves etc. reconnect electricity supply and test on completion and remove waste and debris. | 1686.5536
679101 |  | R | N | Y | N | PL | CYLINDER:RENEW VENTED DIRECT INSULATED 100 LTR | Plumbing | Hot Water Cylinders | Cylinders - Vented Direct Pre-insulated | NO | 1115.7808 | Cylinder:Turn on/off supplies, renew 100 litre vented pre-insulated Dimplex Quantum cylinder with valves, immersion heaters, thermostat, expansion vessel, connections, vent, test system, bonding. | Cylinder:Isolate supply, drain down, disconnect, clear away and renew or install 100 litre vented pre-insulated Dimplex Quantum or other equal and approved electric water heating cylinder with temperature and relief valves, 18 litre expansion vessel, connect new and existing feed and supply pipes, refill, vent and test system, including all newly made joints, install 2 no. 3kW immersion heaters (lower and upper boost) and thermostat, remake all bonding, remove/refix shelves etc. reconnect electricity supply and test on completion and remove waste and debris. | 1115.7808
679103 |  | R | N | Y | N | PL | CYLINDER:RENEW VENTED DIRECT INSULATED 125 LTR | Plumbing | Hot Water Cylinders | Cylinders - Vented Direct Pre-insulated | NO | 1143.463 | Cylinder:Turn on/off supplies, renew 125 litre vented pre-insulated Dimplex Quantum cylinder with valves, immersion heaters, thermostat, expansion vessel, connections, vent, test system, bonding. | Cylinder:Isolate supply, drain down, disconnect, clear away and renew or install 125 litre vented pre-insulated Dimplex Quantum or other equal and approved electric water heating cylinder with temperature and relief valves, 18 litre expansion vessel, connect new and existing feed and supply pipes, refill, vent and test system, including all newly made joints, install 2 no. 3kW immersion heaters (lower and upper boost) and thermostat, remake all bonding, remove/refix shelves etc. reconnect electricity supply and test on completion and remove waste and debris. | 1143.463
679105 |  | R | N | Y | N | PL | CYLINDER:RENEW VENTED DIRECT INSULATED 150 LTR | Plumbing | Hot Water Cylinders | Cylinders - Vented Direct Pre-insulated | NO | 1173.9181 | Cylinder:Turn on/off supplies, renew 150 litre vented pre-insulated Dimplex Quantum cylinder with valves, immersion heaters, thermostat, expansion vessel, connections, vent, test system, bonding. | Cylinder:Isolate supply, drain down, disconnect, clear away and renew or install 150 litre vented pre-insulated Dimplex Quantum or other equal and approved electric water heating cylinder with temperature and relief valves, 18 litre expansion vessel, connect new and existing feed and supply pipes, refill, vent and test system, including all newly made joints, install 2 no. 3kW immersion heaters (lower and upper boost) and thermostat, remake all bonding, remove/refix shelves etc. reconnect electricity supply and test on completion and remove waste and debris. | 1173.9181
679107 |  | R | N | Y | N | PL | CYLINDER:RENEW VENTED DIRECT INSULATED 175 LTR | Plumbing | Hot Water Cylinders | Cylinders - Vented Direct Pre-insulated | NO | 1223.7484 | Cylinder:Turn on/off supplies, renew 175 litre vented pre-insulated Dimplex Quantum cylinder with valves, immersion heaters, thermostat, expansion vessel, connections, vent, test system, bonding. | Cylinder:Isolate supply, drain down, disconnect, clear away and renew or install 175 litre vented pre-insulated Dimplex Quantum or other equal and approved electric water heating cylinder with temperature and relief valves, 18 litre expansion vessel, connect new and existing feed and supply pipes, refill, vent and test system, including all newly made joints, install 2 no. 3kW immersion heaters (lower and upper boost) and thermostat, remake all bonding, remove/refix shelves etc. reconnect electricity supply and test on completion and remove waste and debris. | 1223.7484
679109 |  | R | N | Y | N | PL | CYLINDER:RENEW VENTED DIRECT INSULATED 210 LTR | Plumbing | Hot Water Cylinders | Cylinders - Vented Direct Pre-insulated | NO | 1273.6021 | Cylinder:Turn on/off supplies, renew 210 litre vented pre-insulated Dimplex Quantum cylinder with valves, immersion heaters, thermostat, expansion vessel, connections, vent, test system, bonding. | Cylinder:Isolate supply, drain down, disconnect, clear away and renew or install 210 litre vented pre-insulated Dimplex Quantum or other equal and approved electric water heating cylinder with temperature and relief valves, 18 litre expansion vessel, connect new and existing feed and supply pipes, refill, vent and test system, including all newly made joints, install 2 no. 3kW immersion heaters (lower and upper boost) and thermostat, remake all bonding, remove/refix shelves etc. reconnect electricity supply and test on completion and remove waste and debris. | 1273.6021
679111 |  | R | N | Y | N | PL | CYLINDER:RENEW VENTED DIRECT INSULATED 250 LTR | Plumbing | Hot Water Cylinders | Cylinders - Vented Direct Pre-insulated | NO | 1310.9602 | Cylinder:Turn on/off supplies, renew 250 litre vented pre-insulated Dimplex Quantum cylinder with valves, immersion heaters, thermostat, expansion vessel, connections, vent, test system, bonding. | Cylinder:Isolate supply, drain down, disconnect, clear away and renew or install 250 litre vented pre-insulated Dimplex Quantum or other equal and approved electric water heating cylinder with temperature and relief valves, 18 litre expansion vessel, connect new and existing feed and supply pipes, refill, vent and test system, including all newly made joints, install 2 no. 3kW immersion heaters (lower and upper boost) and thermostat, remake all bonding, remove/refix shelves etc. reconnect electricity supply and test on completion and remove waste and debris. | 1310.9602
679201 |  | R | N | Y | N | PL | CYLINDER:RENEW UNVENTED DIRECT INSULATED 100 LTR | Plumbing | Hot Water Cylinders | Cylinders - Unvented Direct Pre-insulated | NO | 978.493 | Cylinder:Turn on/off supplies, renew 100 litre unvented pre-insulated Dimplex Quantum cylinder with valves, immersion heaters, thermostat, expansion vessel, connections, vent, test system, bonding. | Cylinder:Isolate supply, drain down, disconnect, clear away and renew or install 100 litre unvented pre-insulated Dimplex Quantum or equal and approved electric water heating cylinder with temperature and relief valves, 18 litre expansion vessel, connect new and existing feed and supply pipes, refill, vent and test system, including all newly made joints, install 2 no. 3kW immersion heaters (lower and upper boost) and thermostat, remake all bonding, remove/refix shelves etc. reconnect electricity supply and test on completion and remove waste and debris. | 978.493
679203 |  | R | N | Y | N | PL | CYLINDER:RENEW UNVENTED DIRECT INSULATED 125 LTR | Plumbing | Hot Water Cylinders | Cylinders - Unvented Direct Pre-insulated | NO | 1002.361 | Cylinder:Turn on/off supplies, renew 125 litre unvented pre-insulated Dimplex Quantum cylinder with valves, immersion heaters, thermostat, expansion vessel, connections, vent, test system, bonding. | Cylinder:Isolate supply, drain down, disconnect, clear away and renew or install 125 litre unvented pre-insulated Dimplex Quantum or equal and approved electric water heating cylinder with temperature and relief valves, 18 litre expansion vessel, connect new and existing feed and supply pipes, refill, vent and test system, including all newly made joints, install 2 no. 3kW immersion heaters (lower and upper boost) and thermostat, remake all bonding, remove/refix shelves etc. reconnect electricity supply and test on completion and remove waste and debris. | 1002.361
679205 |  | R | N | Y | N | PL | CYLINDER:RENEW UNVENTED DIRECT INSULATED 150 LTR | Plumbing | Hot Water Cylinders | Cylinders - Unvented Direct Pre-insulated | NO | 1028.6041 | Cylinder:Turn on/off supplies, renew 150 litre unvented pre-insulated Dimplex Quantum cylinder with valves, immersion heaters, thermostat, expansion vessel, connections, vent, test system, bonding. | Cylinder:Isolate supply, drain down, disconnect, clear away and renew or install 150 litre unvented pre-insulated Dimplex Quantum or equal and approved electric water heating cylinder with temperature and relief valves, 18 litre expansion vessel, connect new and existing feed and supply pipes, refill, vent and test system, including all newly made joints, install 2 no. 3kW immersion heaters (lower and upper boost) and thermostat, remake all bonding, remove/refix shelves etc. reconnect electricity supply and test on completion and remove waste and debris. | 1028.6041
679207 |  | R | N | Y | N | PL | CYLINDER:RENEW UNVENTED DIRECT PRE-INSUL 175 LTR | Plumbing | Hot Water Cylinders | Cylinders - Unvented Direct Pre-insulated | NO | 1071.5782 | Cylinder:Turn on/off supplies, renew 175 litre unvented pre-insulated Dimplex Quantum cylinder with valves, immersion heaters, thermostat, expansion vessel, connections, vent, test system, bonding. | Cylinder:Isolate supply, drain down, disconnect, clear away and renew or install 175 litre unvented pre-insulated Dimplex Quantum or equal and approved electric water heating cylinder with temperature and relief valves, 18 litre expansion vessel, connect new and existing feed and supply pipes, refill, vent and test system, including all newly made joints, install 2 no. 3kW immersion heaters (lower and upper boost) and thermostat, remake all bonding, remove/refix shelves etc. reconnect electricity supply and test on completion and remove waste and debris. | 1071.5782
679209 |  | R | N | Y | N | PL | CYLINDER:RENEW UNVENTED DIRECT PRE-INSUL 210 LTR | Plumbing | Hot Water Cylinders | Cylinders - Unvented Direct Pre-insulated | NO | 1114.5406 | Cylinder:Turn on/off supplies, renew 210 litre unvented pre-insulated Dimplex Quantum cylinder with valves, immersion heaters, thermostat, expansion vessel, connections, vent, test system, bonding. | Cylinder:Isolate supply, drain down, disconnect, clear away and renew or install 210 litre unvented pre-insulated Dimplex Quantum or equal and approved electric water heating cylinder with temperature and relief valves, 18 litre expansion vessel, connect new and existing feed and supply pipes, refill, vent and test system, including all newly made joints, install 2 no. 3kW immersion heaters (lower and upper boost) and thermostat, remake all bonding, remove/refix shelves etc. reconnect electricity supply and test on completion and remove waste and debris. | 1114.5406
679211 |  | R | N | Y | N | PL | CYLINDER:RENEW UNVENTED DIRECT PRE-INSUL 250 LTR | Plumbing | Hot Water Cylinders | Cylinders - Unvented Direct Pre-insulated | NO | 1146.7507 | Cylinder:Turn on/off supplies, renew 250 litre unvented pre-insulated Dimplex Quantum cylinder with valves, immersion heaters, thermostat, expansion vessel, connections, vent, test system, bonding. | Cylinder:Isolate supply, drain down, disconnect, clear away and renew or install 250 litre unvented pre-insulated Dimplex Quantum or equal and approved electric water heating cylinder with temperature and relief valves, 18 litre expansion vessel, connect new and existing feed and supply pipes, refill, vent and test system, including all newly made joints, install 2 no. 3kW immersion heaters (lower and upper boost) and thermostat, remake all bonding, remove/refix shelves etc. reconnect electricity supply and test on completion and remove waste and debris. | 1146.7507
679501 | New | U | N | N | N | PL | CYLINDER:RENEW 18 LITRE EXPANSION VESSEL | Plumbing | Hot Water Cylinders | Unvented Cylinder Repairs | IT | 156.9714 | Cylinder:Renew or supply and install defective or missing 18 litre expansion vessel to unvented cylinder, including turn water etc off/on, remove and fit new part, test and remove waste and debris. | Cylinder:Renew or supply and install defective or missing 18 litre expansion vessel to unvented cylinder, including turn water etc off/on, remove and fit new part, test and remove waste and debris. | 156.9714
679503 | New | R | N | N | N | PL | CYLINDER:RENEW 25 LITRE EXPANSION VESSEL | Plumbing | Hot Water Cylinders | Unvented Cylinder Repairs | IT | 160.7505 | Cylinder:Renew or supply and install defective or missing 25 litre expansion vessel to unvented cylinder, including turn water etc off/on, remove and fit new part, test and remove waste and debris. | Cylinder:Renew or supply and install defective or missing 25 litre expansion vessel to unvented cylinder, including turn water etc off/on, remove and fit new part, test and remove waste and debris. | 160.7505
679505 | New | U | N | N | N | PL | CYLINDER:RENEW 12 LITRE EXPANSION VESSEL POTABLE | Plumbing | Hot Water Cylinders | Unvented Cylinder Repairs | IT | 74.6151 | Cylinder:Renew or supply and install defective or missing 12 litre replaceable membrane potable water expansion vessel to unvented cylinder, turn water etc off/on, test, remove waste and debris. | Cylinder:Renew or supply and install defective or missing 12 litre replaceable membrane potable water expansion vessel to unvented cylinder, including turn water etc off/on, remove and fit new part, test and remove waste and debris. | 74.6151
679507 | New | U | Y | N | Y | PL | CYLINDER:RENEW PRESSURE + TEMPERATURE RELIEF VALVE | Plumbing | Hot Water Cylinders | Unvented Cylinder Repairs | IT | 71.0349 | Cylinder:Renew or supply and install defective or missing 7 bar temperature and pressure relief valve to unvented cylinder, including turn water etc off/on, test, remove waste and debris. | Cylinder:Renew or supply and install defective or missing 7 bar temperature and pressure relief valve to unvented cylinder, including turn water etc. off/on, remove and fit new part, test and remove waste and debris. | 71.0349
679509 | New | U | Y | N | Y | PL | CYLINDER:RENEW MULTIFUNCTION VALVE | Plumbing | Hot Water Cylinders | Unvented Cylinder Repairs | IT | 163.5702 | Cylinder:Renew or supply and install defective or missing 3.5 bar pressure reducing and 6 bar relief valve to unvented cylinder, including turn water etc off/on, test, remove waste and debris. | Cylinder:Renew or supply and install defective or missing 3.5 bar pressure reducing and 6 bar relief valve to unvented cylinder, including turn water etc off/on, remove and fit new part, test and remove waste and debris. | 163.5702
679511 | New | U | Y | N | Y | PL | CYLINDER:RENEW EXPANSION RELIEF MANIFOLD VALVE | Plumbing | Hot Water Cylinders | Unvented Cylinder Repairs | IT | 69.8415 | Cylinder:Renew or supply and install defective or missing 6 bar pressure relief expansion manifold valve to unvented cylinder, including turn water etc off/on, test, remove waste and debris. | Cylinder:Renew or supply and install defective or missing 6 bar pressure relief expansion manifold valve to unvented cylinder, including turn water etc off/on, remove and fit new part, test and remove waste and debris. | 69.8415
679513 | New | U | Y | N | Y | PL | CYLINDER:RENEW PRESSURE 3 PORT REDUCING VALVE | Plumbing | Hot Water Cylinders | Unvented Cylinder Repairs | IT | 104.9181 | Cylinder:Renew or supply and install defective or missing 3 port preset 3.5 bar pressure reducing valve to unvented cylinder, including turn water etc off/on, test, remove waste and debris. | Cylinder:Renew or supply and install defective or missing 3 port preset 3.5 bar pressure reducing valve to unvented cylinder, including turn water etc off/on, remove and fit new part, test and remove waste and debris. | 104.9181
679515 | New | U | Y | N | Y | PL | CYLINDER:RENEW TUNDISH | Plumbing | Hot Water Cylinders | Unvented Cylinder Repairs | IT | 36.1104 | Cylinder:Renew or supply and install defective or missing 14mm x 22mm straight plastic tundish to unvented cylinder, including turn water etc off/on, test, remove waste and debris. | Cylinder:Renew or supply and install defective or missing 14mm x 22mm straight plastic tundish to unvented cylinder, including turn water etc off/on, remove and fit new part, test and remove waste and debris. | 36.1104
679517 | New | R | N | N | N | PL | CYLINDER:RENEW 3KW HEATING ELEMENT | Plumbing | Hot Water Cylinders | Unvented Cylinder Repairs | IT | 42.171 | Cylinder:Renew or supply and install defective or missing 3kw heating element to unvented cylinder, including turn water etc off/on, remove and fit new part, test and remove waste and debris. | Cylinder:Renew or supply and install defective or missing 3kw heating element to unvented cylinder, including turn water etc off/on, remove and fit new part, test and remove waste and debris. | 42.171
679519 | New | U | Y | N | Y | PL | CYLINDER:RENEW 3 KW IMMERSION ELEMENT KIT | Plumbing | Hot Water Cylinders | Unvented Cylinder Repairs | IT | 74.8959 | Cylinder:Renew or supply and install defective or missing 3kw immersion element kit with 11" thermostat to unvented cylinder, including turn water etc off/on, test, remove waste and debris. | Cylinder:Renew or supply and install defective or missing 3kw immersion element kit with 11" thermostat to unvented cylinder, including turn water etc off/on, remove and fit new part, test and remove waste and debris. | 74.8959
679521 | New | U | Y | N | Y | PL | CYLINDER:RENEW 11" THERMOSTAT | Plumbing | Hot Water Cylinders | Unvented Cylinder Repairs | IT | 36.4029 | Cylinder:Renew or supply and install defective or missing 11" thermostat to unvented cylinder, including turn water etc off/on, remove and fit new part, test and remove waste and debris. | Cylinder:Renew or supply and install defective or missing 11" thermostat to unvented cylinder, including turn water etc off/on, remove and fit new part, test and remove waste and debris. | 36.4029
679523 | New | U | Y | N | Y | PL | CYLINDER:RENEW PRESSURE REDUCING VALVE CARTRIDGE | Plumbing | Hot Water Cylinders | Unvented Cylinder Repairs | IT | 41.4807 | Cylinder:Renew or supply and install defective or missing cartridge to 3.5bar pressure relieving or pressure reducing valve to unvented cylinder, turn water etc off/on, test, remove waste and debris. | Cylinder:Renew or supply and install defective or missing cartridge to 3.5bar pressure relieving or pressure reducing valve to unvented cylinder, including turn water etc off/on, remove and fit new part, test and remove waste and debris. | 41.4807
679525 | New | U | Y | N | Y | PL | CYLINDER:RENEW PRESSURE RELIEF VALVE CARTRIDGE | Plumbing | Hot Water Cylinders | Unvented Cylinder Repairs | IT | 45.1311 | Cylinder:Renew or supply and install defective or missing cartridge to 6bar pressure relief expansion valve to unvented cylinder, including turn water etc off/on, test, remove waste and debris. | Cylinder:Renew or supply and install defective or missing cartridge to 6bar pressure relief expansion valve to unvented cylinder, including turn water etc off/on, remove and fit new part, test and remove waste and debris. | 45.1311
679527 | New | U | Y | N | Y | PL | CYLINDER:RENEW ELECTRODE ANODE | Plumbing | Hot Water Cylinders | Unvented Cylinder Repairs | IT | 51.2034 | Cylinder:Renew or supply and install defective or missing titanium electrode anode to unvented cylinder, including turn water etc off/on, remove and fit new part, test and remove waste and debris. | Cylinder:Renew or supply and install defective or missing titanium electrode anode to unvented cylinder, including turn water etc off/on, remove and fit new part, test and remove waste and debris. | 51.2034
680001 |  | R | N | Y | N | PL | SCALE REDUCER:SUPPLY MAGNETIC TYPE | Plumbing | Hot Water Cylinders | Scale Reducers | IT | 48.5751 | Scale Reducer:Supply and install magnetic type scale reducer to cold water supply, locate, turn water off/on, drain down/refill system, cut pipe insert scale reducer unit, connections, test. | Scale Reducer:Supply and install magnetic type scale reducer to cold water supply including locate and turn water off, drain down as necessary, cut into existing pipe and insert scale reducer unit including all necessary connections, reinstate water supply and test and remove waste and debris. | 48.5751
680003 |  | R | N | Y | N | PL | SCALE REDUCER:SUPPLY ELECTROLYTIC TYPE | Plumbing | Hot Water Cylinders | Scale Reducers | IT | 45.5448 | Scale Reducer:Supply and install electrolytic type scale reducer to cold water supply, locate, turn water off/on, drain down/refill system, cut pipe insert scale reducer unit, connections, test. | Scale Reducer:Supply and install electrolytic type scale reducer to cold water supply including locate and turn water off, drain down as necessary, cut into existing pipe and insert scale reducer unit including all necessary connections, reinstate water supply and test and remove waste and debris. | 45.5448
680005 |  | R | N | Y | N | PL | SCALE REDUCER:SUPPLY CHEMICAL TYPE | Plumbing | Hot Water Cylinders | Scale Reducers | IT | 146.2396 | Scale Reducer:Supply and install chemical in line scale reducer to cold water supply, locate, turn water off/on, drain down/refill system, cut pipe insert scale reducer unit, connections, test. | Scale Reducer:Supply and install chemical in line scale reducer to cold water supply including locate and turn water off, drain down as necessary, cut into existing pipe and insert scale reducer unit including fix two stop valves, make all necessary connections and test and remove waste and debris. | 146.2396
680007 |  | U | N | N | Y | PL | SCALE REDUCER:RECHARGE CHEMICAL TYPE | Plumbing | Hot Water Cylinders | Scale Reducers | IT | 37.0638 | Scale Reducer:Gain access and recharge any type of chemical scale reducer. | Scale Reducer:Gain access and recharge any type of chemical scale reducer. | 37.0638
680009 |  | R | N | Y | N | PL | SCALE REDUCER:ELECTRO MAGNETIC NON INTRUSIVE TYPE | Plumbing | Hot Water Cylinders | Scale Reducers | IT | 89.4413 | Scale Reducer:Supply and install electronic Water King non intrusive type scale reducer locate, turn water off/on, drain down/refill system, test. | Scale Reducer:Supply and install electronic 'Water King' non intrusive type scale reducer to hot or cold water pipes complete, computerised control unit with internal transformer hardwired to fused electrical outlet, wire aerials coiled around pipework and secured, make all necessary connections and test and remove waste and debris. | 89.4413
683001 |  | U | N | N | Y | PL | BACK SURGING/VENTING:2 NO STOREY BLOCK | Plumbing | Blocks | Back Surging/Venting | IT | 299.1252 | Back Surging/Venting:Investigate back surging, venting or other fault attributable to unidentified individual property within 2 storey block of flats, investigate, locate, rectify fault, test, report. | Back Surging/Venting:Investigate incidence of back surging, venting of heating system or other fault attributable to individual property within block that cannot be identified within 2 storey block of flats. Investigate, locate offending property and rectify fault including access all intake cupboards, ducts, service voids and properties, isolate water supply, drain down, remove leaking or defective fitting of any type of any diameter, prepare existing pipework and renew fitting including any cutting and threading of pipes etc., reinstate water supply and pipe lagging and test on completion, provide written report and remove waste and debris. | 299.1252
683003 |  | U | N | N | Y | PL | BACK SURGING/VENTING:3-5 NO STOREY BLOCK | Plumbing | Blocks | Back Surging/Venting | IT | 561.7465 | Back Surging/Venting:Investigate back surging, venting or other fault attributable to unidentified individual property within 3-5 storey block of flats, investigate, locate, rectify fault, test. | Back Surging/Venting:Investigate incidence of back surging, venting of heating system or other fault attributable to individual property within block that cannot be identified within 3-5 storey block of flats. Investigate, locate offending property and rectify fault including access all intake cupboards, ducts, service voids and properties, isolate water supply, drain down, remove leaking or defective fitting of any type of any diameter, prepare existing pipework and renew fitting including any cutting and threading of pipes etc., reinstate water supply and pipe lagging and test on completion, provide written report and remove waste and debris. | 561.7465
683005 |  | U | N | N | Y | PL | BACK SURGING/VENTING:6-11 NO STOREY BLOCK | Plumbing | Blocks | Back Surging/Venting | IT | 824.3676 | Back Surging/Venting:Investigate back surging, venting or other fault attributable to unidentified individual property within 6-11 storey block of flats, investigate, locate, rectify fault, test. | Back Surging/Venting:Investigate incidence of back surging, venting of heating system or other fault attributable to individual property within block that cannot be identified within 6-11 storey block of flats. Investigate, locate offending property and rectify fault including access all intake cupboards, ducts, service voids and properties, isolate water supply, drain down, remove leaking or defective fitting of any type of any diameter, prepare existing pipework and renew fitting including any cutting and threading of pipes etc., reinstate water supply and pipe lagging and test on completion, provide written report and remove waste and debris. | 824.3676
683007 |  | U | N | N | Y | PL | BACK SURGING/VENTING:12+ NO STOREY BLOCK | Plumbing | Blocks | Back Surging/Venting | IT | 1318.0956 | Back Surging/Venting:Investigate back surging, venting or other fault attributable to unidentified individual property within 12 or more storey block of flats, investigate, locate, rectify fault, test | Back Surging/Venting:Investigate incidence of back surging, venting of heating system or other fault attributable to individual property within block that cannot be identified within 12 or more storey block of flats. Investigate, locate offending property and rectify fault including access all intake cupboards, ducts, service voids and properties, isolate water supply, drain down, remove leaking or defective fitting of any type of any diameter, prepare existing pipework and renew fitting including any cutting and threading of pipes etc., reinstate water supply and pipe lagging and test on completion, provide written report and remove waste and debris. | 1318.0956
683011 |  | E | Y | N | Y | PL | RECTIFY LEAK:AFFECTING 2 NO FLOORS OF BLOCK | Plumbing | Blocks | Rectify Leaks | IT | 303.2454 | Rectify Leak:Affecting 2No. floors of block of flats, access all intake cupboards, ducts etc and properties, isolate and drain down, remove/renew any defective fitting, reinstate water, test, report. | Rectify Leak:Affecting 2No. floors of block of flats, investigate locate and rectify leak to block of flats including access all intake cupboards, ducts, service voids and properties, isolate water supply, drain down, remove leaking/defective fitting of any type of any diameter, prepare existing pipework and renew fitting including any cutting and threading of pipes etc., reinstate water supply and pipe lagging and test on completion, provide written report and remove waste and debris. | 303.2454
683013 |  | E | Y | N | Y | PL | RECTIFY LEAK:3-5 NO FLOORS OF BLOCK | Plumbing | Blocks | Rectify Leaks | IT | 584.6117 | Rectify Leak:Affecting 3-5 floors of block of flats, access all intake cupboards, ducts etc and properties, isolate and drain down, remove/renew any defective fitting, reinstate water, test, report. | Rectify Leak:Affecting 3-5No. floors of block of flats, investigate locate and rectify leak to block of flats including access all intake cupboards, ducts, service voids and properties, isolate water supply, drain down, remove leaking/defective fitting of any type of any diameter, prepare existing pipework and renew fitting including any cutting and threading of pipes etc., reinstate water supply and pipe lagging and test on completion, provide written report and remove waste and debris. | 584.6117
683015 |  | E | Y | N | Y | PL | RECTIFY LEAK:6-11 NO FLOORS OF BLOCK | Plumbing | Blocks | Rectify Leaks | IT | 865.9781 | Rectify Leak:Affecting 6-11 floors of block of flats, access all intake cupboards, ducts etc and properties, isolate and drain down, remove/renew any defective fitting, reinstate water, test, report. | Rectify Leak:Affecting 6-11No. floors of block of flats, investigate locate and rectify leak to block of flats including access all intake cupboards, ducts, service voids and properties, isolate water supply, drain down, remove leaking/defective fitting of any type of any diameter, prepare existing pipework and renew fitting including any cutting and threading of pipes etc., reinstate water supply and pipe lagging and test on completion, provide written report and remove waste and debris. | 865.9781
683017 |  | E | Y | N | Y | PL | RECTIFY LEAK:12+ NO FLOORS OF BLOCK | Plumbing | Blocks | Rectify Leaks | IT | 1399.4607 | Rectify Leak:Affecting 12 and over floor building, access all intake cupboards, ducts etc, toilet/wetrooms, isolate, drain down, remove/renew any defective fitting, reinstate water, test, report. | Rectify Leak:Affecting 12 or more floor building, investigate locate and rectify leak to building including access all intake cupboards, ducts, service voids, toilets and wetrooms and properties, isolate water supply, drain down, remove leaking/defective fitting of any type of any diameter, prepare existing pipework and renew fitting including any cutting and threading of pipes etc., reinstate water supply and pipe lagging and test on completion, provide written report and remove waste and debris. | 1399.4607
683021 |  | U | N | N | Y | PL | BLOCK SHUTDOWN:2 NO STOREY BLOCK | Plumbing | Blocks | Shutdowns | IT | 210.4315 | Block Shutdown:Give residents 24 hours notice and turn off water to 2 storey block for 12 hours for 3rd party works to be carried out, reinstate supply, renotified upon reinstatement. | Block Shutdown:Turn off water supplies to 2 storey block for no longer than 12 hours for third party works to be carried out. Upon completion of third party works reinstate supply to block. Ensure that all residents have been notified no less than 24 hours prior to isolation of supplies and are re notified upon reinstatement. | 210.4315
683023 |  | U | N | N | Y | PL | BLOCK SHUTDOWN:3-5 NO STOREY BLOCK | Plumbing | Blocks | Shutdowns | IT | 384.3592 | Block Shutdown:Give residents 24 hours notice and turn off water to 3 -5 storey block for 12 hours for 3rd party works to be carried out, reinstate supply, renotified upon reinstatement. | Block Shutdown:Turn off water supplies to 3-5 storey block for no longer than 12 hours for third party works to be carried out. Upon completion of third party works reinstate supply to block. Ensure that all residents have been notified no less than 24 hours prior to isolation of supplies and are re notified upon reinstatement. | 384.3592
683025 |  | U | N | N | Y | PL | BLOCK SHUTDOWN:6-11 NO STOREY BLOCK | Plumbing | Blocks | Shutdowns | IT | 564.1367 | Block Shutdown:Give residents 24 hours notice and turn off water to 6-11 storey block for 12 hours for 3rd party works to be carried out, reinstate supply, renotified upon reinstatement. | Block Shutdown:Turn off water supplies to 6-11 storey block for no longer than 12 hours for third party works to be carried out. Upon completion of third party works reinstate supply to block. Ensure that all residents have been notified no less than 24 hours prior to isolation of supplies and are re notified upon reinstatement. | 564.1367
683027 |  | U | N | N | Y | PL | BLOCK SHUTDOWN:12+ NO STOREY BLOCK | Plumbing | Blocks | Shutdowns | IT | 827.9531 | Block Shutdown:Give residents 24 hours notice and turn off water to 12 or more storey block for 12 hours for 3rd party works to be carried out, reinstate supply, renotify upon reinstatement. | Block Shutdown:Turn off water supplies to 12+ storey block for no longer than 12 hours for third party works to be carried out. Upon completion of third party works reinstate supply to block. Ensure that all residents have been notified no less than 24 hours prior to isolation of supplies and are re notified upon reinstatement. | 827.9531
685001 |  | U | N | N | Y | PL | WATER HAMMER:CLEAR AND REMEDY AIRLOCK | Plumbing | Sundry Works | Airlocks | IT | 42.0194 | Water Hammer:Clear water hammer or airlock in water system, check ballvalve and taps, including turn water supply off, drain as necessary reinstate water supply. Test and provide report on completion. | Water Hammer:Clear water hammer in water system, check ballvalve and taps, including turn water supply off, drain as necessary reinstate water supply and test on completion, report to Client Representative. | 42.0194
690001 |  | X | N | N | Y | PL | VOID:DRAIN DOWN HOT AND COLD WATER | Plumbing | Sundry Works | Safety Checks and Drain Downs | IT | 28.0129 | Void:Drain down hot and cold domestic water system to void property. | Void:Drain down hot and cold domestic water system to void property. | 28.0129
690003 |  | X | N | N | Y | PL | VOID:REFILL HOT AND COLD WATER | Plumbing | Sundry Works | Safety Checks and Drain Downs | IT | 63.0292 | Void:Refill hot and cold domestic water system to void property and check incoming water supply. | Void:Refill hot and cold domestic water system to void property and check incoming water supply. | 63.0292
690005 |  | X | N | N | Y | PL | VOID:SAFETY CHECK HOT AND COLD WATER | Plumbing | Sundry Works | Safety Checks and Drain Downs | IT | 31.5146 | Void:Carry out safety check of complete hot and cold water plumbing and waste installation to any void property and provide written report to the CR. | Void:Carry out safety check of complete hot and cold water plumbing and waste installation to any void property and provide written report to the Client Representative. | 31.5146
693001 | New | R | N | N | N | PL | STAND PIPE:PROVIDE NE 50MM SINGLE OUTLET | Plumbing | Underground Water Mains | Stand Pipes | NO | 158.0132 | Stand Pipe:Supply, install any ne 50mm dia. with single outlet stand pipe to communal garden, cut and fit to existing pipework or to new 19mm alkathene pipework, joints, test, remove waste and debris. | Stand Pipe:Supply and install any ne 50mm diameter with single outlet stand pipe to communal garden including cutting and fitting to existing pipework or to new 19mm alkathene pipework, make all necessary joints, and test, and remove waste and debris. | 158.0132
693003 | New | R | N | N | N | PL | STAND PIPE:PROVIDE NE 50MM DOUBLE OUTLET | Plumbing | Underground Water Mains | Stand Pipes | NO | 171.5033 | Stand Pipe:Supply, install any ne 50mm dia. with double outlet stand pipe to communal garden, cut and fit to existing pipework or to new 19mm alkathene pipework, joints, test, remove waste and debris. | Stand Pipe:Supply and install any ne 50mm diameter with double outlet stand pipe to communal garden including cutting and fitting to existing pipework or to new 19mm alkathene, make all necessary joints, and test, and remove waste and debris. | 171.5033
693021 | New | R | N | Y | N | PL | NEW SUPPLY:EXCAVATE AND CONNECT NEW MAIN | Plumbing | Underground Water Mains | Water Mains - Connections | NO | 177.5896 | New Supply:Isolate water supply, drain down, cut out and insert new tee for 19mm diameter alkathene pipe to any size pipe, all fittings, reinstate water supply, test , item allows for all excavation | New Supply:Isolate water supply, drain down, cut out and insert new tee for 19mm diameter alkathene pipe to any size water main, including all necessary fittings, reinstate water supply and test all newly made joints on completion, item allows for all excavation, earthwork support, backfill and remove waste and debris. | 177.5896
701001 |  | U | N | N | Y | HE | RADIATOR VALVE:RENEW VALVE AND DRAIN DOWN | Heating, Gas Appliances and Installations | Radiators | Radiator - Valves | IT | 88.25 | Radiator Valve:Renew 15mm diameter handwheel or lockshield single entry radiator valve, drain down and vent system, reinstate water supply, install corrosion inhibitor, and test on completion. | Radiator Valve:Renew 15mm diameter handwheel or lockshield single entry radiator valve including drain down and vent system, reinstate water supply, install corrosion inhibitor, test on completion and remove waste and debris. | 88.25
701003 |  | U | N | N | Y | HE | RADIATOR VALVE:RENEW WHILST SYSTEM DRAINED | Heating, Gas Appliances and Installations | Radiators | Radiator - Valves | IT | 13.8219 | Radiator Valve:Renew 15mm diameter handwheel or lockshield single entry radiator valve whilst system is drained for associated work. | Radiator Valve:Renew 15mm diameter handwheel or lockshield single entry radiator valve whilst system is drained for associated work. | 13.8219
701005 |  | U | N | N | Y | HE | RADIATOR VALVE:RENEW THERMOSTATIC AND DRAIN DOWN | Heating, Gas Appliances and Installations | Radiators | Radiator - Valves | IT | 93.6203 | Radiator Valve:Renew 15mm diameter thermostatic radiator valve, drain down and vent system, reinstate water supply, install corrosion inhibitor and test on completion. | Radiator Valve:Renew 15mm diameter thermostatic radiator valve, including drain down and vent system, reinstate water supply, install corrosion inhibitor and test on completion and remove waste and debris. | 93.6203
701007 |  | U | N | N | Y | HE | RADIATOR VALVE:RENEW THERMOSTATIC SYSTEM DRAINED | Heating, Gas Appliances and Installations | Radiators | Radiator - Valves | IT | 18.4152 | Radiator Valve:Renew 15mm diameter thermostatic radiator valve whilst system is drained for associated work. | Radiator Valve:Renew 15mm diameter thermostatic radiator valve whilst system is drained for associated work. | 18.4152
701011 |  | E | Y | N | Y | HE | RADIATOR VALVE:OVERHAUL ANY TYPE | Heating, Gas Appliances and Installations | Radiators | Radiator - Valves | NO | 87.4544 | Radiator Valve:Overhaul any radiator valve, turn supplies off/on, drain down/refill, repack, reseat, deburr spindle, repair leaking valve, renew plastic cap, install corrosion inhibitor and test. | Radiator Valve:Overhaul any radiator valve including turn supplies off/on, drain down/refill as required, repack, reseat, deburr spindle, repair leaking valve, renew plastic cap, install corrosion inhibitor and test on completion and remove waste and debris. | 87.4544
702001 |  | U | N | Y | Y | HE | PUMP:RENEW WHERE ISOLATING VALVES FITTED | Heating, Gas Appliances and Installations | Heating Pumps and Valves | Pumps | NO | 179.2037 | Pump:Shut off isolating valves and renew variable head type circulating pump, make all necessary connections to pipework and electrical supply and test on completion and remove waste and debris. | Pump:Shut off isolating valves and renew variable head type circulating pump, make all necessary connections to pipework and electrical supply and test on completion and remove waste and debris. | 179.2037
702003 |  | U | N | Y | Y | HE | PUMP:RENEW INCLUDING SUPPLY ISOLATING VALVES | Heating, Gas Appliances and Installations | Heating Pumps and Valves | Pumps | NO | 269.5105 | Pump:Shut down supply, drain down/refill and renew with variable head type circulating pump and pair of isolating valves, remake connections, adapt install corrosion inhibitor and test. | Pump:Shut down supply, drain down as necessary and remove existing pump, supply and fix new variable head type circulating pump and pair of isolating valves and connect to existing pipework and electrical supply including all adjustments, refill system, install corrosion inhibitor and test on completion and remove waste and debris. | 269.5105
702005 |  | U | N | Y | Y | HE | PUMP:SUPPLY NEW INCLUDING ISOLATING VALVES | Heating, Gas Appliances and Installations | Heating Pumps and Valves | Pumps | NO | 286.5136 | Pump:Turn off/on water, drain down/refill, cut into pipework supply and connect new variable head type circulating pump, install pair of isolating valves, install corrosion inhibitor, test. | Pump:Turn off water, drain down cut into pipework supply and connect new variable head type circulating pump to pipework and electrical supply install pair of isolating valves, reinstate water supply, install install corrosion inhibitor and test on completion and remove waste and debris. | 286.5136
702007 |  | U | N | N | Y | HE | PUMP:SERVICE AND OVERHAUL | Heating, Gas Appliances and Installations | Heating Pumps and Valves | Pumps | NO | 78.7241 | Pump:Turn off/on water, drain down/refill, disconnect/reconnect supplies and remove pump, service, overhaul, clean impellor, reconnect pump, install corrosion inhibitor, test. | Pump:Shut off valves and drain down, disconnect and remove pump, service and overhaul, clean impellor, reconnect pump to pipework and electrical supply, reinstate water supply and install corrosion inhibitor and test on completion. | 78.7241
702009 |  | U | N | N | Y | HE | PUMP:RENEW SINGLE PUMP VALVE | Heating, Gas Appliances and Installations | Heating Pumps and Valves | Pumps | NO | 76.9683 | Pump:Locate and drain down system, disconnect, clear away and renew copper to copper central heating pump valve, reinstate supply, install corrosion inhibitor and test on completion. | Pump:Locate and drain down system, disconnect, clear away and renew copper to copper central heating pump valve, reinstate supply, install corrosion inhibitor and test on completion and remove waste and debris. | 76.9683
702010 |  | U | N | N | Y | HE | PUMP:RENEW PAIR OF PUMP VALVES | Heating, Gas Appliances and Installations | Heating Pumps and Valves | Pumps | NO | 116.0403 | Pump:Locate and drain down/refill system, disconnect, clear away and renew pair of copper to copper central heating isolating pump valves, install corrosion inhibitor and test. | Pump:Locate and drain down system, disconnect, clear away and renew pair of copper to copper central heating isolating pump valves, reinstate supply, install corrosion inhibitor and test on completion and remove waste and debris. | 116.0403
702501 |  | U | N | Y | Y | HE | MOTORISED VALVE:RENEW 22MM | Heating, Gas Appliances and Installations | Heating Pumps and Valves | Motorised and Zone Valves Renewals | NO | 87.6044 | Motorised Valve:Shut off valves, drain down/ refill, disconnect and renew up to 22mm three port motorised valve, make all connections, install corrosion inhibitor and test on completion. | Motorised Valve:Shut off valves and drain down, disconnect and renew upto 22mm three port motorised valve complete including make all necessary connections to existing pipework and electrical supply and subsequently refill, install corrosion inhibitor and test on completion and remove waste and debris. | 87.6044
702502 |  | U | N | Y | Y | HE | MOTORISED VALVE:RENEW 28MM | Heating, Gas Appliances and Installations | Heating Pumps and Valves | Motorised and Zone Valves Renewals | NO | 110.4779 | Motorised Valve:Shut off valves, drain down/ refill, disconnect and renew up to 28mm three port motorised valve, make all connections, install corrosion inhibitor and test on completion. | Motorised Valve:Shut off valves and drain down, disconnect and renew upto 28mm three port motorised valve complete including make all necessary connections to existing pipework and electrical supply and subsequently refill, install corrosion inhibitor and test on completion and remove waste and debris. | 110.4779
702506 |  | U | N | N | Y | HE | MOTORISED VALVE:RENEW NE 28MM ACTIVATOR | Heating, Gas Appliances and Installations | Heating Pumps and Valves | Motorised and Zone Valves Renewals | NO | 49.4229 | Motorised Valve:Renew electric motor activator to any motorised or zone valve ne 28mm and test on completion and remove waste and debris. | Motorised Valve:Renew electric motor activator to any motorised or zone valve ne 28mm and test on completion and remove waste and debris. | 49.4229
702511 |  | U | N | Y | Y | HE | ZONE VALVE:RENEW 22MM | Heating, Gas Appliances and Installations | Heating Pumps and Valves | Motorised and Zone Valves Renewals | NO | 133.9481 | Zone Valve:Shut off valves and drain down/refill, disconnect and renew upto 22mm two way zone valve complete make all connections install corrosion inhibitor and test. | Zone Valve:Shut off valves and drain down, disconnect and renew upto 22mm two way zone valve complete including make all necessary connections to existing pipework and electrical supply and subsequently refill, install corrosion inhibitor and test on completion and remove waste and debris. | 133.9481
702512 |  | U | N | Y | Y | HE | ZONE VALVE:RENEW 28MM | Heating, Gas Appliances and Installations | Heating Pumps and Valves | Motorised and Zone Valves Renewals | NO | 187.4639 | Zone Valve:Shut off valves and drain down/refill, disconnect and renew upto 28mm two way zone valve complete make all connections install corrosion inhibitor and test. | Zone Valve:Shut off valves and drain down, disconnect and renew 28mm two way zone valve complete including make all necessary connections to existing pipework and electrical supply and subsequently refill, install corrosion inhibitor and test on completion and remove waste and debris. | 187.4639
703001 |  | U | N | N | Y | HE | RADIATOR:VENT RADIATORS | Heating, Gas Appliances and Installations | Radiators | Radiators - Repairs | IT | 38.8511 | Radiator:Vent all radiators to any property and balance system. | Radiator:Vent all radiators to any property and balance system. | 38.8511
703003 |  | U | N | N | Y | HE | RADIATOR:DRAIN DOWN AND REFILL SYSTEM | Heating, Gas Appliances and Installations | Radiators | Radiators - Repairs | IT | 131.1507 | Radiator:Drain down, reinstate water supply and refill complete system, install corrosion inhibitor, including venting radiators, balance and test system and remove waste and debris. | Radiator:Drain down, reinstate water supply and refill complete system, install corrosion inhibitor, including venting radiators, balance and test system and remove waste and debris. | 131.1507
703005 |  | U | N | N | Y | HE | RADIATOR:MAKE GOOD CONNECTION | Heating, Gas Appliances and Installations | Radiators | Radiators - Repairs | NO | 61.5111 | Radiator:Drain down radiator, make good faulty connection to valve, flush out, reinstate water supply, and refill, install corrosion inhibitor including venting and test and remove waste and debris. | Radiator:Drain down radiator, make good faulty connection to valve, flush out, reinstate water supply, and refill, install corrosion inhibitor including venting and test and remove waste and debris. | 61.5111
703007 |  | U | N | N | Y | HE | RADIATOR:REMOVE AND REFIX VALVELESS | Heating, Gas Appliances and Installations | Radiators | Radiators - Repairs | IT | 113.6177 | Radiator:Remove and refit valveless radiator drain/refill system, disconnect, remove, refix loose bracket(s), reconnect, fix pair of radiator valves, install corrosion inhibitor, vent, test. | Radiator:Remove and refit valveless radiator including drain and refill system, disconnect, remove, refix loose bracket(s), reconnect including providing and fixing one pair of radiator valves and all necessary adjustments to pipework, install corrosion inhibitor, vent and test and remove waste and debris. | 113.6177
703009 |  | U | N | N | Y | HE | RADIATOR:REMOVE AND REFIX | Heating, Gas Appliances and Installations | Radiators | Radiators - Repairs | IT | 61.6632 | Radiator:Remove and refix radiator including shut off valves, drain radiator, disconnect, remove, refix loose bracket(s), refix and reconnect to valves, install corrosion inhibitor, vent, test. | Radiator:Remove and refix radiator including shut off valves, drain radiator, disconnect, remove, refix loose bracket(s), refix and reconnect to valves, install corrosion inhibitor, vent and test and remove waste and debris. | 61.6632
703011 |  | U | N | N | Y | HE | RADIATOR:TEST AND BALANCE SYSTEM | Heating, Gas Appliances and Installations | Radiators | Radiators - Repairs | IT | 94.1202 | Radiators:Vent all radiators on system, replace any defective air release valves, fire up boiler, adjust controls, test feed and expansion tank, cylinder, rectify minor leaks, balance and test system. | Radiators:Vent all radiators on system, replace any defective air release valves, fire up boiler, adjust controls, test feed and expansion tank, cylinder, rectify minor leaks, balance and test system. | 94.1202
703013 |  | U | N | N | Y | HE | RADIATOR:RENEW AND REFIX BRACKET | Heating, Gas Appliances and Installations | Radiators | Radiators - Repairs | NO | 20.5136 | Radiator:Renew or refix existing radiator bracket fixed to wall. | Radiator:Renew/refix existing radiator bracket fixed to wall and remove waste and debris. | 20.5136
703015 |  | U | N | N | Y | HE | RADIATOR:CLEAN AND FLUSH OUT SINGLE | Heating, Gas Appliances and Installations | Radiators | Radiators - Repairs | NO | 68.9889 | Radiator:Clean and flush out any size radiator, isolate supplies, drain down, remove to outside property, clean and flush out, refix radiator, refill, vent and test and remove waste and debris. | Radiator:Clean and flush out any size radiator, isolate supplies, drain down, remove to outside property, clean and flush out, refix radiator, refill, vent and test and remove waste and debris. | 68.9889
703025 |  | R | N | Y | N | HE | RADIATOR:RENEW SINGLE CONVECTOR NE 600X600 | Heating, Gas Appliances and Installations | Radiators | Radiators - Single Convector Renewal | IT | 113.7773 | Radiator:Shut off valves, drain down/refill, renew with single panel convector radiator and brackets ready primed ne 600x600mm, make connections to valves, install corrosion inhibitor, vent, test. | Radiator:Shut off valves and drain down, remove and renew with single panel convector radiator and brackets, ready primed, ne 600x600mm, make all connections to existing valves, reinstate water supply, refill, install corrosion inhibitor, vent and test and remove waste and debris. | 113.7773
703027 |  | R | N | Y | N | HE | RADIATOR:RENEW SINGLE CONVECTOR NE 1200X600 | Heating, Gas Appliances and Installations | Radiators | Radiators - Single Convector Renewal | IT | 154.2008 | Radiator:Shut off valves, drain down/refill, renew with single panel convector radiator and brackets ready primed ne 1200x600mm, make connections to valves, install corrosion inhibitor, vent, test. | Radiator:Shut off valves and drain down, remove and renew with single panel convector radiator and brackets, ready primed ne 1200x600mm, make all connections to existing valves, reinstate water supply, refill, install corrosion inhibitor, vent and test and remove waste and debris. | 154.2008
703029 |  | R | N | Y | N | HE | RADIATOR:RENEW SINGLE CONVECTOR NE 1800X600 | Heating, Gas Appliances and Installations | Radiators | Radiators - Single Convector Renewal | IT | 299.1914 | Radiator:Shut off valves, drain down/refill, renew with single panel convector radiator and brackets ready primed ne 1800x600mm, make connections to valves, install corrosion inhibitor, vent, test. | Radiator:Shut off valves and drain down, remove and renew with single panel convector radiator and brackets, ready primed, ne 1800x600mm, make all connections to existing valves, reinstate water supply, refill, install corrosion inhibitor, vent and test and remove waste and debris. | 299.1914
703031 |  | R | N | Y | N | HE | RADIATOR:RENEW SINGLE CONVECTOR OVER 1800X600 | Heating, Gas Appliances and Installations | Radiators | Radiators - Single Convector Renewal | IT | 390.3591 | Radiator:Shut off valves, drain down/refill, renew with single panel convector radiator and brackets ready primed over 1800x600mm, connect to valves, install corrosion inhibitor, vent, test. | Radiator:Shut off valves and drain down, remove and renew with single panel convector radiator and brackets, ready primed, over 1800x600mm, make all connections to existing valves, reinstate water supply, refill, install corrosion inhibitor, vent and test and remove waste and debris. | 390.3591
703033 |  | R | N | Y | N | HE | RADIATOR:RENEW DOUBLE CONVECTOR NE 600X600 | Heating, Gas Appliances and Installations | Radiators | Radiators - Double Convector Renewals | IT | 145.3088 | Radiator:Shut off valves, drain down/refill, renew with double panel convector radiator and brackets ready primed ne 600x600mm, make connections to valves, install corrosion inhibitor, vent, test. | Radiator:Shut off valves and drain down, remove and renew with double panel convector radiator and brackets, ready primed, ne 600x600mm, make all connections to existing valves, reinstate water supply, refill, install corrosion inhibitor, vent and test and remove waste and debris. | 145.3088
703035 |  | R | N | Y | N | HE | RADIATOR:RENEW DOUBLE CONVECTOR NE 1200X600 | Heating, Gas Appliances and Installations | Radiators | Radiators - Double Convector Renewals | IT | 200.6264 | Radiator:Shut off valves, drain down/refill, renew with double panel convector radiator and brackets ready primed ne 1200x600mm, make connections to valves, install corrosion inhibitor, vent, test. | Radiator:Shut off valves and drain down, remove and renew with double panel convector radiator and brackets, ready primed, ne 1200x600mm, make all connections to existing valves, reinstate water supply, refill, install corrosion inhibitor, vent and test and remove waste and debris. | 200.6264
703037 |  | R | N | Y | N | HE | RADIATOR:RENEW DOUBLE CONVECTOR NE 1800X600 | Heating, Gas Appliances and Installations | Radiators | Radiators - Double Convector Renewals | IT | 296.2196 | Radiator:Shut off valves, drain down/refill, renew with double panel convector radiator and brackets ready primed ne 1800x600mm, make connections to valves, install corrosion inhibitor, vent, test. | Radiator:Shut off valves and drain down, remove and renew with double panel convector radiator and brackets, ready primed, ne 1800x600mm, make all connections to existing valves, reinstate water supply, refill, install corrosion inhibitor, vent and test and remove waste and debris. | 296.2196
703039 |  | R | N | Y | N | HE | RADIATOR:RENEW DOUBLE CONVECTOR OVER 1800X600 | Heating, Gas Appliances and Installations | Radiators | Radiators - Double Convector Renewals | IT | 451.1055 | Radiator:Shut off valves, drain down/refill, renew with double panel convector radiator and brackets ready primed over 1800x600mm, make connections to valves, install corrosion inhibitor, vent, test. | Radiator:Shut off valves and drain down, remove and renew with double panel convector radiator and brackets, ready primed, over 1800x600mm, make all connections to existing valves, reinstate water supply, refill, install corrosion inhibitor, vent and test and remove waste and debris. | 451.1055
703201 |  | R | N | Y | N | HE | TOWEL RAIL:RENEW HEATED | Heating, Gas Appliances and Installations | Radiators | Heated Towel Rail | IT | 227.4311 | Towel Rail:Shut off valves, drain, disconnect, clear away and renew heated towel rail, 645x625mm, 2338 BTU/hour, with brackets, make all connections to valves, vent, test and remove waste and debris. | Towel Rail:Shut off valves, drain, disconnect, clear away and renew heated towel rail, 645x625mm, 2338 BTU/hour, with brackets, make all connections to valves, vent, test and remove waste and debris. | 227.4311
704001 |  | U | N | N | Y | HE | AIRLOCKS:CLEAR AIRLOCKS | Heating, Gas Appliances and Installations | Radiators | Airlocks/Reprime | IT | 69.9319 | Airlocks:Clear airlocks from heating system including venting radiators and balance system or pressure pump. | Airlocks:Clear airlocks from heating system including venting radiators and balance system or pressure pump. | 69.9319
704005 |  | U | N | N | Y | HE | REPRIME:REPRIME PRESSURISED SYSTEM COMPLETE | Heating, Gas Appliances and Installations | Radiators | Airlocks/Reprime | IT | 27.1957 | Reprime:Reprime pressurised system including vent and test system. | Reprime:Reprime pressurised system including vent and test system. | 27.1957
705001 |  | R | N | Y | N | HE | TANK:RENEW 18 LITRE FEED AND EXPANSION | Plumbing | Water Storage Tanks | Tanks - Feed and Expansion | NO | 186.8951 | Tank:Renew with 18 litre plastic feed and expansion cold water storage tank, lid, jacket, ballvalve, float Byelaw 30 kit, turn water off/on, drain/refill system, install corrosion inhibitor. | Tank:Renew with 18 litre plastic feed and expansion cold water storage tank, lid, including Byelaw 30 kit turn water off/on, drain/refill system and install corrosion inhibitor, adjust and connect pipework, fix new insulation jacket, ballvalve and float and remove old tank, test on completion and remove waste and debris. | 186.8951
705003 |  | U | N | N | Y | HE | TANK:DRAIN CLEAN OUT REFILL FEED AND EXPANSION | Plumbing | Water Storage Tanks | Tanks - Repairs and Overhauls | NO | 69.4226 | Tank:Isolate supply and drain down 18 litre feed and expansion cold water storage tank thoroughly clean out, reinstate water supply, refill tank and install corrosion inhibitor test on completion. | Tank:Isolate supply and drain down 18 litre feed and expansion cold water storage tank thoroughly clean out, reinstate water supply, refill tank and install corrosion inhibitor test on completion and remove waste and debris. | 69.4226
706001 |  | R | N | N | N | HE | TANK:RENEW INSULATION TO FEED AND EXPANSION | Plumbing | Water Storage Tanks | Insulation - Tank | NO | 19.6659 | Tank:Renew insulating jacket set fixed securely to 18 litre feed and expansion cold water storage tank and remove waste and debris. | Tank:Renew insulating jacket set fixed securely to 18 litre feed and expansion cold water storage tank and remove waste and debris. | 19.6659
707003 |  | U | N | N | Y | HE | BACKBOILER:DESCALE AND OVERHAUL | Heating, Gas Appliances and Installations | Solid Fuel Appliances, Flue Linings and Pipes | Solid Fuel Backboilers | NO | 29.1606 | Backboiler:Descale, overhaul and clean pipes during backboiler renewal. | Backboiler:Descale, overhaul and clean pipes during backboiler renewal. | 29.1606
707005 |  | U | Y | N | Y | HE | BACKBOILER:RESET THERMOSTAT | Heating, Gas Appliances and Installations | Solid Fuel Appliances, Flue Linings and Pipes | Solid Fuel Backboilers | IT | 15.5404 | Backboiler:Reset thermostat to any backboiler when appliance is cold. | Backboiler:Reset thermostat to any backboiler when appliance is cold. | 15.5404
707007 |  | U | N | N | Y | HE | BACKBOILER:RENEW THERMOSTAT | Heating, Gas Appliances and Installations | Solid Fuel Appliances, Flue Linings and Pipes | Solid Fuel Backboilers | IT | 56.6922 | Backboiler:Renew boiler thermostat, including turn gas off and on, remove and fit new part, test and remove waste and debris. | Backboiler:Renew boiler thermostat, including turn gas off and on, remove and fit new part, test and remove waste and debris. | 56.6922
709001 |  | R | N | Y | N | HE | FLUE:INSTALL FLEXIBLE LINER COMPLETE | Heating, Gas Appliances and Installations | Solid Fuel Appliances, Flue Linings and Pipes | Flue Lining and Pipes | IT | 554.7598 | Flue:Supply and fix new stainless steel flue liner kit ne 7.62m long complete with clamp/plate, nose cone, draw cord and terminal including all necessary preparation work, make good. | Flue:Supply and fix new stainless steel flue liner kit ne 7.62m long complete with clamp/plate, nose cone, draw cord and terminal including all necessary preparation work and making good on completion and remove waste and debris. | 554.7598
709003 |  | R | N | N | N | HE | FLUE:REMOVE FLUE LINER | Heating, Gas Appliances and Installations | Solid Fuel Appliances, Flue Linings and Pipes | Flue Lining and Pipes | IT | 102.9852 | Flue:Remove flexible flue liner from any flue and make good and clear away. | Flue:Remove flexible flue liner from any flue and make good and remove waste and debris. | 102.9852
709007 |  | R | N | N | N | HE | FLUE:RENEW VE CAST IRON PIPE BEND | Heating, Gas Appliances and Installations | Solid Fuel Appliances, Flue Linings and Pipes | Flue Lining and Pipes | IT | 104.3981 | Flue:Renew vitreous enamel cast iron flue pipe bend with access plate including remove existing, fix new including remake all joints and connections. | Flue:Renew vitreous enamel cast iron flue pipe bend with access plate including remove existing, fix new including remake all joints and connections and remove waste and debris. | 104.3981
709009 |  | R | N | Y | N | HE | FLUE:RENEW 125MM STAINLESS STEEL PIPE | Heating, Gas Appliances and Installations | Solid Fuel Appliances, Flue Linings and Pipes | Flue Lining and Pipes | IT | 158.5085 | Flue:Renew 125mm stainless steel twin wall flue pipe ne 1.0m long including remove existing, fix new with clips, remake all joints and appliance connections. | Flue:Renew 125mm stainless steel twin wall flue pipe ne 1.0m long including remove existing, fix new with clips, remake all joints and appliance connections and remove waste and debris. | 158.5085
709011 |  | R | N | Y | N | HE | FLUE:RENEW STAINLESS STEEL ELBOW | Heating, Gas Appliances and Installations | Solid Fuel Appliances, Flue Linings and Pipes | Flue Lining and Pipes | IT | 168.1514 | Flue:Renew 125mm stainless steel twin wall flue elbow including remove existing, fix new and remake all joints and connections. | Flue:Renew 125mm stainless steel twin wall flue elbow including remove existing, fix new and remake all joints and connections and remove waste and debris. | 168.1514
709013 |  | R | N | N | N | HE | FLUE:RENEW METAL SOFFIT PLATE | Heating, Gas Appliances and Installations | Solid Fuel Appliances, Flue Linings and Pipes | Flue Lining and Pipes | IT | 46.3362 | Flue:Renew metal soffit plate with perforation for flue, drill and screw to soffit of heater recess and make good and remove waste and debris. | Flue:Renew metal soffit plate with perforation for flue, drill and screw to soffit of heater recess and make good and remove waste and debris. | 46.3362
709015 |  | R | N | N | N | HE | FLUE:RENEW ALUMINIUM SOOT DOOR | Heating, Gas Appliances and Installations | Solid Fuel Appliances, Flue Linings and Pipes | Flue Lining and Pipes | IT | 92.0435 | Flue:Renew soot door with ne 225x225mm aluminium double soot door and frame to flue, remove existing, adjust size of opening to brick flue, bed frame in mortar, fix door and make good. | Flue:Renew soot door with ne 225x225mm aluminium double soot door and frame to flue, remove existing, adjust size of opening to brick flue, bed frame in mortar, fix door and make good and remove waste and debris. | 92.0435
709017 |  | R | N | N | N | HE | FLUE:FIX NEW ALUMINIUM SOOT DOOR | Heating, Gas Appliances and Installations | Solid Fuel Appliances, Flue Linings and Pipes | Flue Lining and Pipes | IT | 114.2789 | Flue:Fix new ne 225x225mm aluminium double soot door and frame to flue, cut opening in flue to suit, bed frame in mortar, fix door and make good and remove waste and debris. | Flue:Fix new ne 225x225mm aluminium double soot door and frame to flue, cut opening in flue to suit, bed frame in mortar, fix door and make good and remove waste and debris. | 114.2789
710001 |  | U | N | N | Y | HE | BOILER:RENEW THERMOSTAT | Heating, Gas Appliances and Installations | Heating Boilers Controls | Boiler Controls | IT | 70.5779 | Boiler:Renew thermostat to central heating boiler including make connections, make good finishes and test and remove waste and debris. | Boiler:Renew thermostat to central heating boiler including make connections, make good finishes and test and remove waste and debris. | 70.5779
710003 |  | U | N | N | Y | HE | BOILER:RENEW ROOM THERMOSTAT | Heating, Gas Appliances and Installations | Heating Boilers Controls | Boiler Controls | IT | 41.4091 | Boiler:Renew room thermostat to central heating system including make connections, make good finishes and test and remove waste and debris. | Boiler:Renew room thermostat to central heating system including make connections, make good finishes and test and remove waste and debris. | 41.4091
710005 |  | U | N | Y | Y | HE | BOILER:RENEW PROGRAMMER | Heating, Gas Appliances and Installations | Heating Boilers Controls | Boiler Controls | IT | 84.4688 | Boiler:Renew central heating programmer with microelectric time controller including make all connections and test and remove waste and debris. | Boiler:Renew central heating programmer with microelectric time controller including make all connections and test and remove waste and debris. | 84.4688
710007 |  | U | N | Y | Y | HE | BOILER:RENEW CENTRAL HEATING TIME CLOCK | Heating, Gas Appliances and Installations | Heating Boilers Controls | Boiler Controls | IT | 80.5836 | Boiler:Renew central heating time clock including make all connections and test and remove waste and debris. | Boiler:Renew central heating time clock including make all connections and test and remove waste and debris. | 80.5836
710009 |  | E | Y | N | Y | HE | BOILER:REMEDY FAULT TO CONTROLS | Heating, Gas Appliances and Installations | Heating Boilers Controls | Boiler Controls | IT | 32.5434 | Boiler:Remedy fault to central heating controls including test all wiring and components, check fuses and appliances, adjust controls, rectify minor faults, provide report to CR. | Boiler:Remedy fault to central heating controls including test all wiring and components, check fuses and appliances, adjust controls, rectify minor faults on completion, provide report to Client Representative. | 32.5434
710011 |  | U | N | Y | Y | HE | BOILER:RENEW ROOM THERMOSTAT - WIRELESS | Heating, Gas Appliances and Installations | Heating Boilers Controls | Boiler Controls | IT | 72.3205 | Boiler:Renew existing with wireless room thermostat to central heating system including make connections, make good finishes and test and remove waste and debris. | Boiler:Renew existing with wireless room thermostat to central heating system including make connections, make good finishes and test and remove waste and debris. | 72.3205
710013 |  | U | N | Y | Y | HE | BOILER:RENEW PROGRAMMER - WIRELESS | Heating, Gas Appliances and Installations | Heating Boilers Controls | Boiler Controls | IT | 120.0485 | Boiler:Renew existing with wireless central heating programmer with microelectric time controller including make all connections and test and remove waste and debris. | Boiler:Renew existing with wireless central heating programmer with microelectric time controller including make all connections and test and remove waste and debris. | 120.0485
711001 |  | R | N | Y | N | HE | BOILER:RENEW FREESTANDING MULTI-FUEL | Heating, Gas Appliances and Installations | Solid Fuel Appliances, Flue Linings and Pipes | Multi-Fuel Roomheater with Boiler | IT | 1955.9779 | Boiler:Renew with multi-fuel freestanding boiler/roomheater [PC Sum of £1350], turn water off/on, drain down/refill, disconnect/remove/install new unit, reconnect, clean/sweep flue, make good, test. | Boiler:Renew freestanding roomheater with boiler with multi-fuel roomheater with boiler, rated outputs 34500 BTU/hr to water and 10600 BTU/hr to room including turn water off/on [PC Sum for supply and delivery to site £1350.00 excluding VAT], drain down as necessary, disconnect and remove existing unit, install new unit complete and reconnect and test supplies including any adapting of pipework and fittings, clean/sweep flue as necessary and remake all connections, make good to hearth and surround and remove waste and debris, unit to be installed in accordance with manufacturers technical data sheet. | 1955.9779
713001 |  | X | N | N | Y | HE | VOID:DRAIN DOWN CENTRAL HEATING | Heating, Gas Appliances and Installations | Void Works | Draining Down | IT | 19.4256 | Void:Drain down central heating water system to void property. | Void:Drain down central heating water system to void property. | 19.4256
713003 |  | X | N | N | Y | HE | VOID:REFILL CENTRAL HEATING | Heating, Gas Appliances and Installations | Void Works | Draining Down | IT | 107.8399 | Void:Refill central heating system to void and introduce approved rust inhibitor to system, fire up and test. | Void:Refill central heating system to void and introduce approved rust inhibitor to system, fire up and test. | 107.8399
721001 |  | U | N | N | Y | HE | FIRE:REFIX LOOSE GAS FIRE | Heating, Gas Appliances and Installations | Gas Point, Water and Space Heating Appliances | Gas Fires | NO | 27.6981 | Fire:Remove if required and refix loose gas fire including turn supply off/on, remake joints to supply and flue, check operation, test and leave in working order. | Fire:Remove if required and refix any type of loose gas fire including turn supply off/on, secure fitting including any plugging, remake joints to supply and flue, check operation, test and leave in working order and remove waste and debris. | 27.6981
721003 |  | U | N | Y | N | HE | FIRE:RENEW GAS FIRE | Heating, Gas Appliances and Installations | Gas Point, Water and Space Heating Appliances | Gas Fires | IT | 877.5569 | Fire:Renew focal gas fire complete [PC Sum for supply £650], turn off/on supply, remove existing fire, inspect and connect flue plate, fix new fire, reconnect supply, adapt opening, test, make good. | Fire:Renew with focal gas fire, complete with hearth and mantle [PC Sum for supply and delivery to site £650.00 excluding VAT] including turn off supply and remove existing fire, inspect and connect flue plate, supply and fix new fire, reconnect supply and adapt opening if required and test, make good plaster and skirting if necessary and remove waste and debris. | 877.5569
721004 |  | U | N | Y | N | HE | FIRE:RENEW GAS FIRE WITH BACKBOILER | Heating, Gas Appliances and Installations | Gas Point, Water and Space Heating Appliances | Gas Fires | IT | 1205.8677 | Fire:Renew gas fire, backboiler [PC Sum for supply £900], turn off/on supplies, drain down/refill, renew fire, backboiler, inspect, connect flue plate, reconnect, adapt, test, inhibitor, make good. | Fire:Renew gas fire and backboiler max 55000 BTU/hr [PC Sum for supply and delivery to site £900.00 excluding VAT] including isolate supplies, drain down and remove existing fire and backboiler, inspect and connect flue plate, fix new fire and backboiler, adjust pipework, connect to supply including adapt opening if required, refill including corrosion inhibiter, test, remake all electrical connections, make good plaster, skirting and decorations, fire and boiler to be installed in accordance with manufacturers technical data sheet and left in working order, and remove waste and debris. | 1205.8677
721005 |  | U | N | Y | N | HE | FIRE:RENEW BALANCED FLUE GAS FIRE | Heating, Gas Appliances and Installations | Gas Point, Water and Space Heating Appliances | Gas Fires | IT | 687.3677 | Fire:Renew balanced flue focal gas fire [PC Sum for supply £475], turn off/on supply, remove existing fire, inspect and connect flue plate, fix new fire, adapt opening and test, make good. | Fire:Renew balanced flue gas fire [PC Sum for supply and delivery to site £475.00 excluding VAT] including turn off supply and remove existing fire, supply and fix new fire, reconnect supply including adapt opening if required and test, make good plaster, skirting and decorations and external structure and finishes and remove waste and debris. | 687.3677
721007 |  | R | N | Y | N | HE | FIRE:SUPPLY AND FIX NEW GAS FIRE | Heating, Gas Appliances and Installations | Gas Point, Water and Space Heating Appliances | Gas Fires | IT | 916.408 | Fire:Supply and fix new gas fire [PC Sum of £650], inspect and connect flue plate, connect supply to nearest suitable point, adapt opening as necessary, test, make good plaster, skirting, decorations. | Fire:Supply and fix new gas fire [PC Sum for supply and delivery to site £650.00 excluding VAT], inspect and connect flue plate, fix fire, connect to supply to nearest suitable point, adapt opening as necessary and test, make good plaster, skirting if necessary and make good decorations and remove waste and debris. | 916.408
721009 |  | R | N | Y | N | HE | FIRE:SUPPLY AND FIX NEW BALANCED FLUE GAS FIRE | Heating, Gas Appliances and Installations | Gas Point, Water and Space Heating Appliances | Gas Fires | IT | 733.9889 | Fire:Supply and fix new balanced flue gas fire [PC Sum of £475], inspect and connect flue plate, fix fire, connect to supply to nearest suitable point, adapt opening as necessary, test, make good. | Fire:Supply and fix new balanced flue gas fire [PC Sum for supply and delivery to site £475.00 excluding VAT] including remove any existing fire, cut/form opening for balanced flue, fix fire including connect to nearest point and test, remove waste and debris, make good plaster, skirting and decorations internally and structure and finishes externally and remove waste and debris. | 733.9889
721011 |  | U | N | N | Y | HE | FIRE:RENEW RADIANTS TO GAS FIRE | Heating, Gas Appliances and Installations | Gas Point, Water and Space Heating Appliances | Gas Fires | IT | 62.1284 | Fire:Renew radiants to any type of gas fire including dismantle as necessary, install new radiants to suit and reassemble and test on completion and remove waste and debris. | Fire:Renew radiants to any type of gas fire including dismantle as necessary, install new radiants to suit and reassemble and test on completion and remove waste and debris. | 62.1284
722001 |  | U | N | Y | N | HE | WATER HEATER:RENEW INSTANTANEOUS TO SINK | Heating, Gas Appliances and Installations | Gas Point, Water and Space Heating Appliances | Gas Water Heaters | IT | 471.8664 | Water Heater:Renew instantaneous gas sink water heater including turn off supplies and remove existing heater, supply and fix new heater, adjust pipework, reconnect and test, remove waste and debris. | Water Heater:Renew instantaneous gas sink water heater including turn off supplies and remove existing heater, supply and fix new heater, adjust pipework, reconnect and test and remove waste and debris. | 471.8664
722003 |  | U | N | Y | N | HE | WATER HEATER:RENEW GAS MULTIPOINT TYPE | Heating, Gas Appliances and Installations | Gas Point, Water and Space Heating Appliances | Gas Water Heaters | IT | 578.889 | Water Heater:Renew multipoint gas water heater including turn off supplies and remove existing heater, supply and fix new heater, adjust pipework, reconnect and test, and remove waste and debris. | Water Heater:Renew multipoint gas water heater with flue including turn off supplies and remove existing heater, supply and fix new heater, adjust pipework, reconnect and test and remove waste and debris. | 578.889
722005 |  | R | N | Y | N | HE | WATER HEATER:SUPPLY GAS INSTANTANEOUS TO SINK | Heating, Gas Appliances and Installations | Gas Point, Water and Space Heating Appliances | Gas Water Heaters | IT | 565.7578 | Water Heater:Supply and fix new instantaneous gas sink water heater, turn off/on supplies, drain down, refill, supply and fix new heater, adjust pipework test, cut flue opening, make good. | Water Heater:Supply and fix new instantaneous gas sink water heater including turn off supplies, drain down, supply and fix new heater, adjust pipework and connect to supplies, refill and test, cut out wall for flue and make good all finishes and remove waste and debris. | 565.7578
722007 |  | R | N | Y | N | HE | WATER HEATER:SUPPLY GAS MULTIPOINT TYPE | Heating, Gas Appliances and Installations | Gas Point, Water and Space Heating Appliances | Gas Water Heaters | IT | 660.1205 | Water Heater:Supply and fix new multipoint gas water heater turn off/on supplies, drain down, refill, supply and fix new heater, adjust pipework test, cut flue opening, make good. | Water Heater:Supply and fix new multipoint gas water heater with flue including turn off supplies, drain down, supply and fix new heater, adjust pipework and connect to supplies, refill and test, cut out wall for flue and make good all finishes and remove waste and debris. | 660.1205
722101 |  | U | N | N | Y | HE | GAS COOKER:RESPONSE CALL-OUT | Heating, Gas Appliances and Installations | Domestic Gas Cookers | Domestic Gas Cookers - Fault Locating | IT | 26.2356 | Gas Cooker:Response call-out to any type of domestic gas cooker supplied by the Client, locate fault, including any necessary testing and report to Client Representative. | Gas Cooker:Response call-out to any type of domestic gas cooker supplied by the Client, locate fault, including any necessary testing and report to Client Representative. | 26.2356
722103 |  | U | N | Y | Y | HE | GAS COOKER:RESPONSE AND RECTIFY CALL-OUT | Heating, Gas Appliances and Installations | Domestic Gas Cookers | Domestic Gas Cookers - Fault Locating | IT | 138.1671 | Gas Cooker:Response call-out to Client's domestic gas cooker, locate fault, test, minor renewals/repairs/remedial works to remedy fault (material parts allowance £35.00) and report to CR. | Gas Cooker:Response call-out to any type of domestic gas cooker supplied by Client, locate fault, including any necessary testing and report to Client Representative, carry out minor renewals/repairs/remedial works to remedy fault including all necessary labour, plant and material (material parts allowance £35.00) test operation of equipment/installation and remove waste and debris. | 138.1671
722105 |  | U | N | Y | Y | HE | GAS COOKER:RESPONSE CALL-OUT REPAIR NO PARTS | Heating, Gas Appliances and Installations | Domestic Gas Cookers | Domestic Gas Cookers - Fault Locating | IT | 38.3934 | Gas Cooker:Response call-out to any type of domestic gas cooker supplied by Client, locate fault, carry out minor repairs, no parts required, report to Client Representative. | Gas Cooker:Response call-out to any type of domestic gas cooker supplied by Client, locate fault, and, carry out minor repairs or remedial works to remedy fault, including labour, and plant, test on completion and leave cooker in working order, and remove waste and debris and report to Client Representative. | 38.3934
722121 |  | R | N | Y | N | HE | GAS COOKER:RENEW FREESTANDING COMPLETE | Heating, Gas Appliances and Installations | Domestic Gas Cookers | Domestic Gas Cookers - Renewals | NO | 520.2427 | Gas Cooker:Isolate supply, disconnect existing, clear away, supply and install new gas cooker [PC Sum of £350], reconnect, carry out gas tests on cooker and pipework and leave in working order. | Gas Cooker Unit:Isolate supply, disconnect existing, clear away, supply and install new gas cooker complete [PC Sum for supply and delivery to site £350.00 excluding VAT], reconnect, carry out gas tests on cooker and pipework and leave in working order and remove waste and debris. | 520.2427
722123 |  | R | N | Y | N | HE | GAS HOB UNIT:RENEW COMPLETE | Heating, Gas Appliances and Installations | Domestic Gas Cookers | Domestic Gas Cookers - Renewals | NO | 325.0427 | Gas Hob Unit:Isolate supply, disconnect existing, clear away, supply and install new 4 ring gas hob unit [PC Sum of £190], reconnect, carry out gas tests on hob unit/pipework, leave in working order. | Gas Hob Unit:Isolate supply, disconnect existing, clear away, supply and install new 4 ring gas hob unit complete [PC Sum for supply and delivery to site £190.00 excluding VAT], reconnect, carry out gas tests on hob unit and pipework and leave in working order and remove waste and debris. | 325.0427
722131 |  | U | N | N | Y | HE | GAS COOKER:RENEW GRILLE PAN | Heating, Gas Appliances and Installations | Domestic Gas Cookers | Domestic Gas Cookers - Parts - Renewal | NO | 23.4482 | Gas Cooker:Renew grille pan to gas domestic cooker and remove waste and debris. | Gas Cooker:Renew grille pan to gas domestic cooker and remove waste and debris. | 23.4482
722132 |  | U | N | N | Y | HE | GAS COOKER:RENEW GRILLE PAN GRID | Heating, Gas Appliances and Installations | Domestic Gas Cookers | Domestic Gas Cookers - Parts - Renewal | NO | 10.5197 | Gas Cooker:Renew grille pan grid to gas domestic cooker and remove waste and debris. | Gas Cooker:Renew grille pan grid to gas domestic cooker and remove waste and debris. | 10.5197
722133 |  | U | N | N | Y | HE | GAS COOKER:RENEW TOP PLATE | Heating, Gas Appliances and Installations | Domestic Gas Cookers | Domestic Gas Cookers - Parts - Renewal | NO | 165.5812 | Gas Cooker:Renew top plate to gas domestic cooker and remove waste and debris. | Gas Cooker:Renew top plate to gas domestic cooker and remove waste and debris. | 165.5812
722134 |  | U | N | N | Y | HE | GAS COOKER:RENEW CAKE TRAY | Heating, Gas Appliances and Installations | Domestic Gas Cookers | Domestic Gas Cookers - Parts - Renewal | NO | 15.9836 | Gas Cooker:Renew cake tray to gas domestic cooker and remove waste and debris. | Gas Cooker:Renew cake tray to gas domestic cooker and remove waste and debris. | 15.9836
722135 |  | U | N | N | Y | HE | GAS COOKER:RENEW BURNER | Heating, Gas Appliances and Installations | Domestic Gas Cookers | Domestic Gas Cookers - Parts - Renewal | NO | 59.86 | Gas Cooker:Renew burner to gas domestic cooker and remove waste and debris. | Gas Cooker:Renew burner to gas domestic cooker and remove waste and debris. | 59.86
722136 |  | U | N | N | Y | HE | GAS COOKER:RENEW CONTROL KNOB | Heating, Gas Appliances and Installations | Domestic Gas Cookers | Domestic Gas Cookers - Parts - Renewal | NO | 18.1949 | Gas Cooker:Renew control knob to gas domestic cooker and remove waste and debris. | Gas Cooker:Renew control knob to gas domestic cooker and remove waste and debris. | 18.1949
722137 |  | U | N | N | Y | HE | GAS COOKER:RENEW DOOR HANDLE | Heating, Gas Appliances and Installations | Domestic Gas Cookers | Domestic Gas Cookers - Parts - Renewal | NO | 28.1399 | Gas Cooker:Renew door handle to gas domestic cooker and remove waste and debris. | Gas Cooker:Renew door handle to gas domestic cooker and remove waste and debris. | 28.1399
722138 |  | U | N | N | Y | HE | GAS COOKER:RENEW SELF CLEANING PANEL | Heating, Gas Appliances and Installations | Domestic Gas Cookers | Domestic Gas Cookers - Parts - Renewal | NO | 56.7595 | Gas Cooker:Renew self cleaning panel to gas domestic cooker and remove waste and debris. | Gas Cooker:Renew self cleaning panel to gas domestic cooker and remove waste and debris. | 56.7595
722139 |  | U | N | N | Y | HE | GAS COOKER:RENEW LIGHTER | Heating, Gas Appliances and Installations | Domestic Gas Cookers | Domestic Gas Cookers - Parts - Renewal | NO | 33.4297 | Gas Cooker:Renew gas lighter to gas domestic cooker and remove waste and debris. | Gas Cooker:Renew gas lighter to gas domestic cooker and remove waste and debris. | 33.4297
722141 |  | U | N | N | Y | HE | GAS COOKER:RENEW SUPPLY HOSE 500MM | Heating, Gas Appliances and Installations | Domestic Gas Cookers | Domestic Gas Cookers - Supply Hoses | NO | 33.8991 | Gas Cooker:Renew 500mm long proprietary gas supply hose with snap fit connectors to supply outlet and to domestic gas cooker and remove waste and debris. | Gas Cooker:Renew 500mm long proprietary gas supply hose with snap fit connectors to supply outlet and to domestic gas cooker and remove waste and debris. | 33.8991
722143 |  | U | N | N | Y | HE | GAS COOKER:RENEW SUPPLY HOSE 1000MM | Heating, Gas Appliances and Installations | Domestic Gas Cookers | Domestic Gas Cookers - Supply Hoses | NO | 39.5034 | Gas Cooker:Renew 1000mm long proprietary gas supply hose with snap fit connectors to supply outlet and to domestic gas cooker and remove waste and debris. | Gas Cooker:Renew 1000mm long proprietary gas supply hose with snap fit connectors to supply outlet and to domestic gas cooker and remove waste and debris. | 39.5034
723101 |  | U | N | N | N | HE | BOILER:ADDITIONAL MAKING GOOD NEW BOILER LOCATION | Heating, Gas Appliances and Installations | Gas Boilers to ErP+++ Rating | Additional Builders Work | IT | 154.4889 | Boiler:Additional make good if new boiler is not located in same position as original heating source, make good, plasterwork, skirtings etc, redecorate walls or supply decorating voucher. | Boiler:Additional making good if new boiler is not located in same position as original heating source, all balanced flue openings to be infilled with brickwork cut, toothed and bonded to match existing on external face, and plastered internally in making good, all backboiler openings to be blocked up with blockwork cut, toothed and bonded, opening for and including air vent, and plastered in making good, supply and fix new skirting decorated to match existing, and redecorate walls as appropriate or supply tenant with decorating voucher and remove waste and debris. | 154.4889
723201 |  | U | N | Y | N | HE | BOILER:RENEW WITH COMBINATION BOILER - EXISTING | Heating, Gas Appliances and Installations | Gas Boilers to ErP+++ Rating | Gas Boilers in Original Position | IT | 1963.2177 | Boiler:Renew central heating/hot water boiler with condensing combination boiler [Boiler, Flue and Fixing Jig PC Sum £950.00] with flue in original position, upgrade installation to ErP+++. | Boiler:Renew central heating/hot water boiler with wall mounted condensing combination boiler max 30kW [PC Sum for supply and delivery of Boiler, Flue and Fixing Jig £950.00 excluding VAT] including isolate supplies, drain down and remove existing boiler, supply and fix new boiler with flue in original position in dwelling, reform flue opening through external wall including all additional builders work, adjust gas, supply and flow and return pipework and connect to supplies, provide new programmer, pump, motorised valve, cylinder and room stats, and thermostatic radiator valves for upto 7 radiators, refill including corrosion inhibitor and test, remake all electrical connections including bonding, and make good all finishes, and remove waste and debris, boiler to be installed in accordance with manufacturers technical data sheet and left in full working order. | 1963.2177
723203 |  | U | N | Y | N | HE | BOILER:RENEW WITH COMBINATION AND PRESSURE VESSEL | Heating, Gas Appliances and Installations | Gas Boilers to ErP+++ Rating | Gas Boilers in Original Position | IT | 1916.5963 | Boiler:Renew central heating/hot water boiler with PV combination boiler [Boiler, PV, Flue and Fixing Jig PC Sum £950.00] with flue in original position, upgrade installation to ErP+++. | Boiler:Renew central heating/hot water boiler with wall mounted condensing combination boiler max 30kW [PC Sum for supply and delivery of Boiler, Pressure Vessel, Flue and Fixing Jig £950.00 excluding VAT] including isolate supplies, drain down and remove existing boiler, supply and fix new boiler with flue in original position in dwelling, reform flue opening through external wall including all additional builders work, adjust gas, supply and flow and return pipework and connect to supplies, provide new pressure vessel, programmer, pump, motorised valve, cylinder and room stats, and thermostatic radiator valves for upto 7 radiators, refill including corrosion inhibitor and test, remake all electrical connections including bonding, and make good all finishes, and remove waste and debris, boiler to be installed in accordance with manufacturers technical data sheet and left in full working order. | 1916.5963
723205 |  | U | N | Y | N | HE | BOILER:RENEW WITH CONDENSING BOILER - EXISTING | Heating, Gas Appliances and Installations | Gas Boilers to ErP+++ Rating | Gas Boilers in Original Position | IT | 1963.2177 | Boiler:Renew central heating/hot water boiler with condensing boiler [Boiler, Flue and Fixing Jig PC Sum £950.00] with flue in original position in dwelling, upgrade installation to ErP+++. | Boiler:Renew central heating/hot water boiler with wall mounted condensing boiler max 27kW [PC Sum for supply and delivery of Boiler, Flue and Fixing Jig £950.00 excluding VAT] including isolate supplies, drain down and remove existing boiler, supply and fix new boiler with flue in original position in dwelling, reform flue opening through external wall including all additional builders work, adjust gas, supply and flow and return pipework and connect to supplies, provide new programmer, pump, motorised valve, cylinder and room stats, and thermostatic radiator valves for upto 7 radiators, refill including corrosion inhibitor and test, remake all electrical connections including bonding, and make good all finishes, and remove waste and debris, boiler to be installed in accordance with manufacturers technical data sheet and left in full working order. | 1963.2177
723301 |  | U | N | Y | N | HE | BOILER:RENEW WITH COMBINATION BOILER-NEW | Heating, Gas Appliances and Installations | Gas Boilers to ErP+++ Rating | Gas Boilers in New Position | IT | 1963.2177 | Boiler:Renew central heating/hot water boiler with condensing combination boiler [Boiler, Flue and Fixing Jig PC Sum £950.00] with flue in new position, upgrade installation to ErP+++. | Boiler:Renew central heating/hot water boiler with wall mounted condensing combination boiler max 30kW [PC Sum for supply and delivery of Boiler, Flue and Fixing Jig £950.00 excluding VAT] including isolate supplies, drain down and remove existing boiler, supply and fix new boiler with flue in new position in dwelling, form flue opening through external wall including all additional builders work, extend gas, supply and flow and return pipework and connect to supplies, provide new programmer, pump, motorised valve, cylinder and room stats, and thermostatic radiator valves for upto 7 radiators, refill including corrosion inhibitor and test, remake all electrical connections including bonding, and make good all finishes, (additional builders works associated with making good of original flue opening to be claimed separately) and remove waste and debris, boiler to be installed in accordance with manufacturers technical data sheet and left in full working order. | 1963.2177
723303 |  | U | N | Y | N | HE | BOILER:RENEW COMBINATION AND PRESSURE VESSEL-NEW | Heating, Gas Appliances and Installations | Gas Boilers to ErP+++ Rating | Gas Boilers in New Position | IT | 2069.6773 | Boiler:Renew central heating/hot water boiler with PV combination boiler [Boiler,PV, Flue, Fixing Jig PC Sum £1050.00] with flue in new position in dwelling, upgrade installation to ErP+++. | Boiler:Renew central heating/hot water boiler with wall mounted condensing combination boiler max 80000 BTU/hr [PC Sum for supply and delivery of Boiler, Pressure Vessel, Flue and Fixing Jig £1050.00 excluding VAT] including isolate supplies, drain down and remove existing boiler, supply and fix new boiler with flue in new position in dwelling, form flue opening through external wall including all additional builders work, adjust gas, supply and flow and return pipework and connect to supplies, provide new pressure vessel programmer, pump, motorised valve, cylinder and room stats and thermostatic radiator valves for upto 7 radiators, refill including corrosion inhibitor and test, remake all electrical connections including bonding and make good all finishes, (additional builders works associated with making good of original flue opening to be claimed separately) remove waste and debris, boiler to be installed in accordance with manufacturers technical data sheet and left in full working order. | 2069.6773
723305 |  | U | N | Y | N | HE | BOILER:RENEW WITH CONDENSING BOILER - NEW | Heating, Gas Appliances and Installations | Gas Boilers to ErP+++ Rating | Gas Boilers in New Position | IT | 2056.4603 | Boiler:Renew central heating/hot water boiler with condensing boiler [Boiler, Flue and Fixing Jig PC Sum £950.00] with flue in new position in dwelling, upgrade installation to ErP+++. | Boiler:Renew central heating/hot water boiler with wall mounted condensing boiler max 80000 BTU/hr [PC Sum for supply and delivery of Boiler, Flue and Fixing Jig £950.00 excluding VAT] including isolate supplies, drain down and remove existing boiler, supply and fix new boiler with flue in new position in dwelling, reform flue opening through external wall including all additional builders work, adjust gas, supply and flow and return pipework and connect to supplies, provide new programmer, pump, motorised valve, cylinder and room stats and thermostatic radiator valves for upto 7 radiators, refill including corrosion inhibitor and test, remake all electrical connections including bonding and make good all finishes, (additional builders works associated with making good of original flue opening to be claimed separately) remove waste and debris, boiler to be installed in accordance with manufacturers technical data sheet and left in full working order. | 2056.4603
730001 |  | X | N | N | Y | HE | VOID:REMOVE ANY GAS APPLIANCE AND SEAL SUPPLY | Heating, Gas Appliances and Installations | Void Works | Void Property Works | IT | 40.8161 | Void:Remove any type of existing gas appliance and seal off supply and remove waste and debris. | Void:Remove any type of existing gas appliance and seal off supply and remove waste and debris. | 40.8161
730003 |  | X | N | N | Y | HE | VOID:BLANK OFF REDUNDANT POINT | Heating, Gas Appliances and Installations | Void Works | Void Property Works | IT | 16.0428 | Void:Blank off redundant gas point and test upon completion. | Void:Blank off redundant gas point and test upon completion. | 16.0428
730005 |  | X | N | N | Y | HE | VOID:TEST AND COMMISSION CENTRAL HEATING SYSTEM | Heating, Gas Appliances and Installations | Void Works | Void Property Works | IT | 46.6214 | Void:Carry out all necessary tests and commission central heating system complete and leave in full working order. | Void:Carry out all necessary tests and commission central heating system complete and leave in full working order. | 46.6214
730007 |  | X | N | N | Y | HE | VOID:CHECK AND TEST GAS INSTALLATION | Heating, Gas Appliances and Installations | Void Works | Void Property Works | IT | 31.0809 | Void:Carry out complete check and test on gas installation to any property and provide report to the Client Representative. | Void:Carry out complete check and test on gas installation to any property and provide report to the Client Representative. | 31.0809
730009 |  | X | N | N | Y | HE | VOID:SAFETY CHECK AND TEST GAS INSTALLATION | Heating, Gas Appliances and Installations | Void Works | Void Property Works | IT | 69.9319 | Void:Carry out complete Landlords gas safety check, turn on and testing to all gas appliances and installation to any property and provide Landlords Gas Safety Check Report (CP12) to the CR. | Void:Carry out complete Landlords gas safety check and testing to all gas appliances and installation to any property and provide Landlords Gas Safety Check Report (CP12) to the Client Representative. | 69.9319
730011 |  | X | N | N | Y | HE | VOID:TEMPORARY CAP GAS SUPPLY | Heating, Gas Appliances and Installations | Void Works | Void Property Works | IT | 24.6327 | Void:Temporary cap gas supply to void property, attend and remove cap on reoccupation of property. | Void:Temporary cap gas supply to void property, attend and remove cap on reoccupation of property. | 24.6327
740001 |  | U | Y | N | Y | HE | GAS COOKER:DISCONNECT BAYONET TYPE SEAL MAKE SAFE | Heating, Gas Appliances and Installations | Domestic Gas Cookers | Domestic Gas Cookers - Void Works | NO | 14.5803 | Gas Cooker:Isolate supply and disconnect any gas cooker (bayonet type fitting) and leave safe. | Gas Cooker:Isolate supply and disconnect any gas cooker (bayonet type fitting) and leave safe. | 14.5803
740003 |  | U | Y | N | Y | HE | GAS COOKER:DISCONNECT SEAL CAP MAKE SAFE | Heating, Gas Appliances and Installations | Domestic Gas Cookers | Domestic Gas Cookers - Void Works | NO | 12.9774 | Gas Cooker:Isolate supply and disconnect any gas cooker, cap off supply pipework and leave safe. | Gas Cooker:Isolate supply and disconnect any gas cooker, cap off supply pipework and leave safe. | 12.9774
740005 |  | U | N | N | Y | HE | GAS COOKER:RECONNECT WITH BAYONET TEST | Heating, Gas Appliances and Installations | Domestic Gas Cookers | Domestic Gas Cookers - Void Works | NO | 15.7593 | Gas Cooker:Connect or reconnect any gas cooker with bayonet type fitting, test and leave in working order. | Gas Cooker:Connect or reconnect any gas cooker with bayonet type fitting, test and leave in working order. | 15.7593
740007 |  | U | N | N | Y | HE | GAS COOKER:RECONNECT AND TEST | Heating, Gas Appliances and Installations | Domestic Gas Cookers | Domestic Gas Cookers - Void Works | NO | 15.5404 | Gas Cooker:Connect or reconnect any gas cooker including removing temporary capping to supply, test and leave in working order. | Gas Cooker:Connect or reconnect any gas cooker including removing temporary capping to supply, test and leave in working order. | 15.5404
740043 |  | U | N | N | Y | HE | GAS COOKER:RENEW STABILITY CHAIN | Heating, Gas Appliances and Installations | Domestic Gas Cookers | Domestic Gas Cookers - Void Works | NO | 14.1474 | Gas Cooker:Renew or install gas cooker stability chain in accordance with the manufacturers technical data sheet and remove waste and debris. | Gas Cooker:Renew or install gas cooker stability chain in accordance with the manufacturers technical data sheet and remove waste and debris. | 14.1474
740045 |  | U | N | N | Y | HE | GAS COOKER:SUPPLY OR RENEW SUPPLY BAYONET FITTING | Heating, Gas Appliances and Installations | Domestic Gas Cookers | Domestic Gas Cookers - Void Works | NO | 22.7125 | Gas Cooker:Isolate supply to any gas cooker point, remove existing fitting, renew or supply and fix new bent or straight bayonet socket fitting screwed to supply pipe, test and leave safe. | Gas Cooker:Isolate supply to any gas cooker point, remove existing bayonet socket, capped end or other fitting, renew or supply and fix new bent or straight bayonet socket fitting screwed to existing supply pipe, test and leave safe and remove waste and debris. | 22.7125
740047 |  | U | N | N | Y | HE | GAS COOKER:SUPPLY OR RENEW BAYONET AND EXTEND PIPE | Heating, Gas Appliances and Installations | Domestic Gas Cookers | Domestic Gas Cookers - Void Works | NO | 47.9866 | Gas Cooker:Isolate supply to any gas point, remove existing fitting, extend existing supply pipe by up to 3.00m with copper pipe and fittings, fix bent or straight bayonet socket fitting, test. | Gas Cooker:Isolate supply to any gas point, remove existing capped end or any other fitting, extend existing supply pipe by upto 3.00m using copper pipe and fittings, supply and fix new bent or straight bayonet socket fitting, test and leave safe and remove waste and debris. | 47.9866
741001 |  | R | N | Y | N | HE | BOILER CUPBOARD:CONSTRUCT | Heating, Gas Appliances and Installations | Void Works | Boiler Cupboards | IT | 482.7572 | Boiler Cupboard:Construct cupboard complete with framing, door lining, stops, architraves and skirting to match existing, flush door with all ironmongery plasterboard lining, make good, decorate. | Boiler Cupboard:Construct cupboard in accordance with the minimum clearances for installation and servicing as set out in the boiler manufacturers technical data sheet and guidance in BS 6798, comprising 50x75mm softwood framing plugged and screwed to walls, 32x100mm softwood door lining with 14x27mm stops, architraves and skirting to match existing, hang 686x1981mm ply flush door on one pair 100mm butt hinges complete with ironmongery, line with 12.5mm taper edged plasterboard scrim jointed, filled and sealed, make good to all disturbed surfaces and decorate to match existing. | 482.7572
741101 |  | R | N | Y | N | HE | GAS VENT:INSTALL PROPRIETARY VENT KIT | Heating, Gas Appliances and Installations | Void Works | Builders Work | NO | 79.3853 | Vent:Supply and install 125mm diameter proprietary ventilator kit complete, core drill through external/internal cavity walls, install vent kit and sleeving, make good, and remove waste and debris. | Gas vent:Supply and install approx. 125mm diameter proprietary ventilator kit complete including core drill openings through external/internal cavity walls and install vent kit and sleeving and make good including all external and internal finishes and remove waste and debris. | 79.3853
741103 |  | R | N | Y | N | HE | GAS FIRE:ADAPT FOR GAS | Heating, Gas Appliances and Installations | Void Works | Builders Work | NO | 233.0942 | Fire:Remove existing fireplace surround, hearth, backboiler and fire, blank off pipework, modify opening to suit new gas fire and backboiler (installed by others) make good, remove waste and debris. | Gas fire:Remove existing fireplace surround and hearth, backboiler and fire, blank off pipework, modify opening to gas regulation standard to suit any gas fire and backboiler (installed by others) including extending skirting and make good finishes, size ne 1200x900x100mm with opening size 510x575mm complete with shelf, bedded in cement lime mortar (1:1:6), make good finishings and remove waste and debris. | 233.0942
741105 |  | R | N | Y | N | HE | DRAUGHTPROOF:PROVIDE TO DOORS | Heating, Gas Appliances and Installations | Void Works | Builders Work | LM | 5.0319 | Draughtproof:Supply and fix proprietary aluminium draught seals to head and both jambs of external doors, screw fixed in accordance with the manufacturers technical data sheet. | Draughtproof:Supply and fix proprietary aluminium draught seals to head and both jambs of external doors, screw fixed in accordance with the manufacturers technical data sheet. | 5.0319
741107 |  | R | N | Y | N | HE | DRAUGHTPROOF:PROVIDE TO WINDOWS | Heating, Gas Appliances and Installations | Void Works | Builders Work | LM | 5.0319 | Draughtproof:Supply and fix proprietary draught seals to all edges of opening casements and of double hung sash windows, all in accordance with the manufacturers technical data sheet. | Draughtproof:Supply and fix proprietary draught seals to all edges of opening casements and edges and meeting rails of double hung sash windows, all in accordance with the manufacturers technical data sheet. | 5.0319
741113 |  | R | N | Y | N | HE | PIPEWORK:PREPARE PRIME PAINT SMALL HEATING | Heating, Gas Appliances and Installations | Void Works | Builders Work | LM | 6.904 | Pipework:Prepare for and apply coat of primer, one undercoat and two coats of gloss paint to copper pipework ne 25mm diameter including clips. | Pipework:Prepare for and apply coat of primer, one undercoat and two coats of gloss paint to copper pipework ne 25mm diameter including clips. | 6.904
760001 |  | X | N | N | Y | HE | RADIATOR:RELOCATE POSITION | Heating, Gas Appliances and Installations | Radiators | Relocate Radiators | IT | 233.6321 | Radiator:Isolate, drain down, remove,set aside radiator for reuse, cut back flow and return pipes, run new pipes to relocated position, refix radiator, connect to new pipes, refill, instal inhibitor. | Radiator:Relocate position of radiator, isolate, drain down, remove, set aside radiator for reuse, cut back flow and return pipework to floor or ceiling void and run new pipework to relocated position including all bends, connectors, clips etc., refix existing radiator in new position, connect to new new flow and return pipework, refill and recommission the heating system, including installing corrosion inhibitor, vent and test and remove waste and debris. | 233.6321
760101 |  | X | N | N | Y | HE | POWER FLUSH:EXISTING HEATING SYSTEM | Heating, Gas Appliances and Installations | Radiators | Power Flushing | IT | 208.8528 | Power Flush:Undertake power flushing of existing heating systems when specifically instructed by Client Representative during installation of new boiler or whilst extending existing installation. | Power Flush:Undertake power flushing of existing heating systems when specifically instructed by Client Representative during installation of new boiler or whilst extending existing installation and remove waste and debris. | 208.8528
780301 |  | E | Y | N | Y | HE | UNDERFLOOR HEATING:INVESTIGATE AND REMEDY LEAKS | Energy Efficiency Appliances and Components | Underfloor Heating | Investigate and Remedy Leaks | IT | 234.6893 | Underfloor Heating:Investigate leak, isolate/reconnect supplies, drain down/refill, take up/relay floor covering, boarding, insulation, remedy leak, corrosion inhibitor, adjust controls, test. | Underfloor Heating:Investigate leak, take up floor covering and floor boarding as appropriate, set aside underfloor insulation, ascertain source of leak, isolate supply, drain down, remove leaking/defective length of underfloor heating pipe, prepare existing pipework and renew length of pipe including all necessary bends, connectors, fittings, reinstate supply, refill including corrosion inhibitor, test, reinstate insulation, floor boarding and floor covering, test again on completion and remove waste and debris. | 234.6893
780401 |  | R | N | Y | N | HE | UNDERFLOOR HEATING:RENEW MANIFOLD 2 LOOP SYSTEM | Energy Efficiency Appliances and Components | Underfloor Heating | Renew Manifold | IT | 230.0061 | Underfloor Heating:Renew 2 loop system manifold and control, isolate/reconnect supplies, drain down/refill, disconnect/reconnect/adjust pipework, renew manifold, test, left in full working order. | Underfloor Heating:Renew manifold and control set for a mimimum 2 loop underfloor heating system including isolate supplies, drain down and disconnect pipework, remove defective manifold and install new manifold in accordance with the manufacturers technical data sheet, adjust supply and flow and return pipework and connect to supplies, test and remove waste and debris, system to be installed in accordance with manufacturers technical data sheet and left in full working order. | 230.0061
780403 |  | R | N | Y | N | HE | UNDERFLOOR HEATING:RENEW MANIFOLD 3 LOOP SYSTEM | Energy Efficiency Appliances and Components | Underfloor Heating | Renew Manifold | IT | 276.4221 | Underfloor Heating:Renew 3 loop system manifold and control, isolate/reconnect supplies, drain down/refill, disconnect/reconnect/adjust pipework, renew manifold, test, left in full working order. | Underfloor Heating:Renew manifold and control set for a 3 loop underfloor heating system including isolate supplies, drain down and disconnect pipework, remove defective manifold and install new manifold in accordance with the manufacturers technical data sheet, adjust supply and flow and return pipework and connect to supplies, test and remove waste and debris, system to be installed in accordance with manufacturers technical data sheet and left in full working order. | 276.4221
780405 |  | R | N | Y | N | HE | UNDERFLOOR HEATING:RENEW MANIFOLD 4 LOOP SYSTEM | Energy Efficiency Appliances and Components | Underfloor Heating | Renew Manifold | IT | 323.8443 | Underfloor Heating:Renew 4 loop system manifold and control, isolate/reconnect supplies, drain down/refill, disconnect/reconnect/adjust pipework, renew manifold, test, left in full working order. | Underfloor Heating:Renew manifold and control set for a 4 loop underfloor heating system including isolate supplies, drain down and disconnect pipework, remove defective manifold and install new manifold in accordance with the manufacturers technical data sheet, adjust supply and flow and return pipework and connect to supplies, test and remove waste and debris, system to be installed in accordance with manufacturers technical data sheet and left in full working order. | 323.8443
801101 |  | U | N | N | Y | SP | AIR SOURCE HEAT PUMPS:ANNUAL INSPECTION | Energy Efficiency Appliances and Components | Air Source Heat Pumps | Air Source Heat Pumps - Periodic Inspections | IT | 102.0177 | Air Source Heat Pump:Undertake annual maintenance inspection of air source heat pump unit, clean surfaces of unit, check operation, pressure check, clean filters, test and leave in full working order. | Air Source Heat Pump:Undertake annual maintenance inspection of air source heat pump unit, clean surfaces of unit, check operation of unit and inverter, undertake pressure check, clean filters, test and leave in full working order. | 102.0177
801103 |  | U | N | N | Y | SP | AIR SOURCE HEAT PUMPS:QUARTERLY INSPECTION | Energy Efficiency Appliances and Components | Air Source Heat Pumps | Air Source Heat Pumps - Periodic Inspections | IT | 75.7819 | Air Source Heat Pump:Undertake quarterly inspection of air source heat pump unit, clean surfaces of unit, unit, clean filters, test and leave in full working order. | Air Source Heat Pump:Undertake quarterly inspection of air source heat pump unit, clean surfaces of unit, unit, clean filters, test and leave in full working order. | 75.7819
801201 |  | U | N | N | Y | SP | AIR SOURCE HEAT PUMPS:CALLOUT - NO PARTS REQUIRED | Energy Efficiency Appliances and Components | Air Source Heat Pumps | Air Source Heat Pump - Breakdown Callout | IT | 69.9319 | Air Source Heat Pump:Attend to breakdown callout, inspect unit for visible damage, check operation of unit and inverter, test and leave in full working order. | Air Source Heat Pump:Attend to breakdown callout, inspect unit for visible damage, check operation of unit and inverter, test and leave in full working order. | 69.9319
801203 |  | U | N | N | Y | SP | AIR SOURCE HEAT PUMPS:CALLOUT-PARTS NE £10.00 | Energy Efficiency Appliances and Components | Air Source Heat Pumps | Air Source Heat Pump - Breakdown Callout | IT | 81.6319 | Air Source Heat Pump:Attend to breakdown callout, inspect, check operation, minor renewals or repairs [material parts allowance £10.00] test, report to CR, (can only be claimed if instructed by CR). | Air Source Heat Pump:Attend to breakdown callout, inspect unit for visible damage, check operation of unit and inverter, undertake minor renewals or repairs to remedy fault [material parts allowance £10.00] test, leave in full working order and report to Client Representative and remove waste and debris (can only be claimed if instructed by Client Representative). | 81.6319
801205 |  | U | N | N | Y | SP | AIR SOURCE HEAT PUMPS:CALLOUT-PARTS NE £50.00 | Energy Efficiency Appliances and Components | Air Source Heat Pumps | Air Source Heat Pump - Breakdown Callout | IT | 128.4319 | Air Source Heat Pump:Attend to breakdown callout, inspect, check operation, minor renewals or repairs [material parts allowance £50.00] test, report to CR, (can only be claimed if instructed by CR). | Air Source Heat Pump:Attend to breakdown callout, inspect unit for visible damage, check operation of unit and inverter, undertake minor renewals or repairs to remedy fault [material parts allowance £50.00] test, leave in full working order and report to Client Representative and remove waste and debris (can only be claimed if instructed by Client Representative). | 128.4319
801207 |  | U | N | N | Y | SP | AIR SOURCE HEAT PUMPS:CALLOUT-PARTS NE £150.00 | Energy Efficiency Appliances and Components | Air Source Heat Pumps | Air Source Heat Pump - Breakdown Callout | IT | 245.4319 | Air Source Heat Pump:Attend to breakdown callout, inspect, check operation, minor renewals or repairs [material parts allowance £150.00] test, report to CR, (can only be claimed if instructed by CR). | Air Source Heat Pump:Attend to breakdown callout, inspect unit for visible damage, check operation of unit and inverter, undertake minor renewals or repairs to remedy fault [material parts allowance £150.00] test, leave in full working order and report to Client representative and remove waste and debris (can only be claimed if instructed by Client Representative). | 245.4319
801301 |  | R | N | Y | N | SP | AIR SOURCE HEAT PUMPS:RENEW INVERTER | Energy Efficiency Appliances and Components | Air Source Heat Pumps | Air Source Heat Pump - Inverter Renewal | IT | 1313.2427 | Air Source Heat Pump:Renew inverter, disconnect, install new inverter [PC Sum for supply and delivery £1000.00 excluding VAT], inspect, check operation, and inverter, test, leave in working order. | Air Source Heat Pump:Renew inverter, disconnect existing, install new inverter [PC Sum for supply and delivery of inverter £1000.00 excluding VAT], inspect unit for visible damage, check operation of unit and inverter, test, leave in full working order and remove waste and debris. | 1313.2427
801401 |  | U | N | N | Y | SP | GROUND SOURCE HEAT PUMPS:CALLOUT-NO PARTS REQUIRED | Energy Efficiency Appliances and Components | Ground Source Heat Pumps | Ground Source Heat Pump - Breakdown Callout | IT | 69.9319 | Ground Source Heat Pump:Attend to breakdown callout, inspect unit for visible damage, check operation of unit and inverter, test and leave in full working order. | Ground Source Heat Pump:Attend to breakdown callout, inspect unit for visible damage, check operation of unit and inverter, test and leave in full working order. | 69.9319
801403 |  | U | N | N | Y | SP | GROUND SOURCE HEAT PUMPS:CALLOUT-PARTS NE £50.00 | Energy Efficiency Appliances and Components | Ground Source Heat Pumps | Ground Source Heat Pump - Breakdown Callout | IT | 128.4319 | Ground Source Heat Pump:Attend to breakdown callout, inspect, check operation, minor renewals or repairs [material parts allowance £50.00] test, report to CR (can only be claimed if instructed by CR). | Ground Source Heat Pump:Attend to breakdown callout, inspect unit for visible damage, check operation of unit and inverter, undertake minor renewals or repairs to remedy fault [material parts allowance £50.00] test, leave in full working order and report to Client representative and remove waste and debris (can only be claimed if instructed by Client Representative). | 128.4319
801501 |  | U | N | Y | N | SP | GROUND SOURCE HEAT PUMPS:RENEW INVERTER | Energy Efficiency Appliances and Components | Ground Source Heat Pumps | Ground Source Heat Pump - Inverter Renewal | IT | 1313.2427 | Ground Source Heat Pump:Renew inverter, disconnect, install new inverter [PC Sum for supply and delivery £1000.00 excluding VAT], inspect, check operation, and inverter, test, leave in working order. | Ground Source Heat Pump:Renew inverter, disconnect existing, install new inverter [PC Sum for supply and delivery of inverter £1000.00 excluding VAT], inspect unit for visible damage, check operation of unit and inverter, test, leave in full working order and remove waste and debris. | 1313.2427
801701 |  | U | N | N | Y | SP | SOLAR HOT WATER PANELS ON ROOF:ANNUAL INSPECTION | Energy Efficiency Appliances and Components | Solar Hot Water Systems | Panels and Tubes - Annual Inspections | IT | 55.3964 | Solar Hot Water Panels:Annual inspection and test panel (ne2sm) to solar hot water installation, clean, pump + controller, top up antifreeze or glycol, check for leaks, trim branches (per panel). | Solar Hot Water Panels:Annual inspection and test panel (each panel ne 2.00sm) to solar hot water installation in accordance with manufactures instructions and recommendations, including the cleaning of panels with iodised water, check operation of solar hydraulic pump and solar controller, top up antifreeze or glycol, check installation pipework for leaks and damage, check operation and settings controls including any adjustments, cutting off overhanging branches on non TPO trees and remove waste and debris. (per panel). | 55.3964
801703 |  | U | N | N | Y | SP | SOLAR HOT WATER TUBES ON ROOF:INSPECTION 20 TUBES | Energy Efficiency Appliances and Components | Solar Hot Water Systems | Panels and Tubes - Annual Inspections | IT | 58.3214 | Solar Hot Water Panels:Annual inspection and test 20 tube evacuated tube installation, clean panels, check pump + controller, top up antifreeze or glycol, check for leaks, trim branches (per panel). | Solar Hot Water Tubes:Annual inspection and test 20 tube solar hot water evacuated tube collector installation in accordance with manufactures instructions and recommendations, including the cleaning of tubes with iodised water, check operation of solar hydraulic pump and solar controller, top up antifreeze or glycol, check installation pipework for leaks and damage, check operation and settings controls including any adjustments, cutting off overhanging branches on non TPO trees and remove waste and debris. (per panel). | 58.3214
801705 |  | U | N | N | Y | SP | SOLAR HOT WATER TUBES ON ROOF:INSPECTION 30 TUBES | Energy Efficiency Appliances and Components | Solar Hot Water Systems | Panels and Tubes - Annual Inspections | IT | 69.0165 | Solar Hot Water Panels:Annual inspection and test 30 tube evacuated tube installation, clean panels, check pump + controller, top up antifreeze or glycol, check for leaks, trim branches (per panel). | Solar Hot Water Tubes:Annual inspection and test 30 tube solar hot water evacuated tube collector installation in accordance with manufactures instructions and recommendations, including the cleaning of tubes with iodised water, check operation of solar hydraulic pump and solar controller, top up antifreeze or glycol, check installation pipework for leaks and damage, check operation and settings controls including any adjustments, cutting off overhanging branches on non TPO trees and remove waste and debris. (per panel). | 69.0165
801801 |  | U | N | N | Y | SP | SOLAR HOT WATER PANEL:OVERHAUL PANEL | Energy Efficiency Appliances and Components | Solar Hot Water Systems | Panel or Tube System - Overhauls | IT | 48.0839 | Solar Hot Water Panels:Overhaul panel (ne 2sm) to solar hot water installation, clean, top up antifreeze or glycol, check hydraulic pump, controller operation, settings controls, adjust (per panel). | Solar Hot Water Panels:Overhaul panel (each panel ne 2.00sm) to solar hot water installation including the cleaning of panels with iodised water, top up antifreeze or glycol, check operation of solar hydraulic pump and solar controller, check operation and settings controls including any adjustments. (per panel). | 48.0839
801803 |  | U | N | N | Y | SP | SOLAR HOT WATER TUBES ON ROOF:OVERHAUL 20 TUBES | Energy Efficiency Appliances and Components | Solar Hot Water Systems | Panel or Tube System - Overhauls | IT | 49.5464 | Solar Hot Water Tubes:Overhaul 20 evacuated tube collector installation, clean tubes, top up antifreeze or glycol, check solar hydraulic pump, controller operation, check settings controls, adjust. | Solar Hot Water Tubes:Overhaul 20 tube solar hot water evacuated tube collector installation including the cleaning of tubes with iodised water, top up antifreeze or glycol, check operation of solar hydraulic pump and solar controller, check operation and settings controls including any adjustments. (per panel). | 49.5464
801805 |  | U | N | N | Y | SP | SOLAR HOT WATER TUBES ON ROOF:OVERHAUL 30 TUBES | Energy Efficiency Appliances and Components | Solar Hot Water Systems | Panel or Tube System - Overhauls | IT | 58.779 | Solar Hot Water Tubes:Overhaul 30 evacuated tube collector installation, clean tubes, top up antifreeze or glycol, check solar hydraulic pump, controller operation, check settings controls, adjust. | Solar Hot Water Tubes:Overhaul 30 tube solar hot water evacuated tube collector installation including the cleaning of tubes with iodised water, top up antifreeze or glycol, check operation of solar hydraulic pump and solar controller, check operation and settings controls including any adjustments. (per panel). | 58.779
801901 |  | U | N | N | Y | SP | SOLAR HOT WATER PANEL:PERIODIC CLEANING | Energy Efficiency Appliances and Components | Solar Hot Water Systems | Panel or Tube System - Periodic Cleaning | IT | 26.2356 | Solar Hot Water Panel:Undertake periodic cleaning to solar hot water panels (panel ne 2.00sm), wash panels with ionised water to remove bird guano, remove waste and debris. | Solar Hot Water Panel:Undertake periodic cleaning to solar hot water panels (panel ne 2.00sm), wash panels with ionised water to remove bird guano, remove waste and debris. | 26.2356
801903 |  | U | N | N | Y | SP | SOLAR HOT WATER TUBES:PERIODIC CLEANING 20 TUBES | Energy Efficiency Appliances and Components | Solar Hot Water Systems | Panel or Tube System - Periodic Cleaning | IT | 29.1606 | Solar Hot Water Panel:Undertake periodic cleaning to solar hot water evacuated tube installation (20 tubes), wash tubes with ionised water to remove bird guano, remove waste and debris. | Solar Hot Water Panel:Undertake periodic cleaning to solar hot water evacuated tube installation (20 tubes), wash tubes with ionised water to remove bird guano, remove waste and debris. | 29.1606
801905 |  | U | N | N | Y | SP | SOLAR HOT WATER TUBES:PERIODIC CLEANING | Energy Efficiency Appliances and Components | Solar Hot Water Systems | Panel or Tube System - Periodic Cleaning | IT | 35.9707 | Solar Hot Water Panel:Undertake periodic cleaning to solar hot water evacuated tube installation (30 tubes), wash tubes with ionised water to remove bird guano, remove waste and debris. | Solar Hot Water Panel:Undertake periodic cleaning to solar hot water evacuated tube installation (30 tubes), wash tubes with ionised water to remove bird guano, remove waste and debris. | 35.9707
802001 |  | R | N | Y | N | SP | SOLAR HOT WATER HEATING:RENEW PUMP | Energy Efficiency Appliances and Components | Solar Hot Water Systems | Panel or Tube System - Renewals | IT | 403.0874 | Solar Hot Water Heating:Renew solar hydraulic pump, isolate supplies, disconnect pump, install new pump, reconnect supplies, test operation of pump, remove waste and debris. | Solar Hot Water Heating:Renew solar hydraulic pump, isolate supplies, disconnect pump, install new pump, reconnect supplies, test operation of pump, remove waste and debris. | 403.0874
802003 |  | R | N | Y | N | SP | SOLAR HOT WATER HEATING:RENEW CONTROLLER | Energy Efficiency Appliances and Components | Solar Hot Water Systems | Panel or Tube System - Renewals | IT | 294.1349 | Solar Hot Water Heating:Renew solar digital controller, isolate supplies, disconnect controller, install new controller, reconnect supplies, test operation of controller, remove waste and debris. | Solar Hot Water Heating:Renew solar digital controller, isolate supplies, disconnect controller, install new controller, reconnect supplies, test operation of controller, remove waste and debris. | 294.1349
802101 |  | R | N | Y | N | PL | CYLINDER:RENEW 190 LITRE INSULATED SOLAR TWIN COIL | Energy Efficiency Appliances and Components | Solar Hot Water Systems | Systems - Cylinders - Pre-Insulated Direct | NO | 672.0837 | Cylinder:Turn off/on supply, drain down/refill, disconnect/reconnect, renew with 190 litre copper pre-insulated twin coil solar direct hot water cylinder complete, immersions, test, bond, test. | Cylinder:Isolate supply, drain down, disconnect, clear away and renew with 190 litre copper pre-insulated twin coil solar direct hot water cylinder, connect new and existing feed and supply supply pipes, refill, vent and test system, including all newly made joints, install 2 No. 3kW immersion heaters (lower and upper boost) and thermostat, remake all bonding, remove/refix shelves etc., reconnect electricity supply and test on completion and remove waste and debris. | 672.0837
802103 |  | R | N | Y | N | PL | CYLINDER:RENEW 210 LITRE INSULATED SOLAR TWIN COIL | Energy Efficiency Appliances and Components | Solar Hot Water Systems | Systems - Cylinders - Pre-Insulated Direct | NO | 735.4007 | Cylinder:Turn off/on supply, drain down/refill, disconnect/reconnect, renew with 210 litre copper pre-insulated twin coil solar direct hot water cylinder complete, immersions, test, bond, test. | Cylinder:Isolate supply, drain down, disconnect, clear away and renew with 210 litre copper pre-insulated twin coil solar direct hot water cylinder, connect new and existing feed and supply supply pipes, refill, vent and test system, including all newly made joints, install 2 no 3 kilowatt immersion heaters (lower and upper boost) and thermostat, remake all bonding, remove/refix shelves etc., reconnect electricity supply and test on completion, and remove waste and debris. | 735.4007
802105 |  | R | N | Y | N | PL | CYLINDER:RENEW 250 LITRE INSULATED SOLAR TWIN COIL | Energy Efficiency Appliances and Components | Solar Hot Water Systems | Systems - Cylinders - Pre-Insulated Direct | NO | 852.6953 | Cylinder:Turn off/on supply, drain down/refill, disconnect/reconnect, renew with 250 litre copper pre-insulated twin coil solar direct hot water cylinder complete, immersions, test, bond, test. | Cylinder:Isolate supply, drain down, disconnect, clear away and renew with 250 litre copper pre-insulated twin coil solar direct hot water cylinder, connect new and existing feed and supply supply pipes, refill, vent and test system, including all newly made joints, install 2 No. 3kW immersion heaters (lower and upper boost) and thermostat, remake all bonding, remove/refix shelves etc., reconnect electricity supply and test on completion and remove waste and debris. | 852.6953
802107 |  | R | N | Y | N | PL | CYLINDER:RENEW 300 LITRE INSULATED SOLAR TWIN COIL | Energy Efficiency Appliances and Components | Solar Hot Water Systems | Systems - Cylinders - Pre-Insulated Direct | NO | 945.7592 | Cylinder:Turn off/on supply, drain down/refill, disconnect/reconnect, renew with 300 litre copper pre-insulated twin coil solar direct hot water cylinder complete, immersions, test, bond, test. | Cylinder:Isolate supply, drain down, disconnect, clear away and renew with 300 litre copper pre-insulated twin coil solar direct hot water cylinder, connect new and existing feed and supply supply pipes, refill, vent and test system, including all newly made joints, install 2 no 3 kilowatt immersion heaters (lower and upper boost) and thermostat, remake all bonding, remove/refix shelves etc., reconnect electricity supply and test on completion, and remove waste and debris. | 945.7592
802201 |  | R | N | Y | N | PL | CYLINDER:RENEW INDIRECT 190 LITRE SOLAR TWIN COIL | Energy Efficiency Appliances and Components | Solar Hot Water Systems | Systems - Cylinders - Pre-Insulated Indirect | NO | 776.2922 | Cylinder:Turn off/on supply, drain down/refill, disconnect/reconnect, renew with 190 litre unvented pre-insulated Economy 7 or 10 indirect cylinder complete, primary coil, refill test, bonding, test. | Cylinder:Isolate supply, drain down, disconnect, clear away and renew with 190 litre copper pre-insulated twin coil solar indirect hot water cylinder, connect new and existing feed and supply pipes, refill, vent and test system, including all newly made joints, install 1 No. 3kW auxiliary immersion heater and thermostat, remake all bonding, remove/refix shelves etc., reconnect electricity supply and test on completion and remove waste and debris. | 776.2922
802203 |  | R | N | Y | N | PL | CYLINDER:RENEW INDIRECT 210 LITRE SOLAR TWIN COIL | Energy Efficiency Appliances and Components | Solar Hot Water Systems | Systems - Cylinders - Pre-Insulated Indirect | NO | 824.6146 | Cylinder:Turn off/on supply, drain down/refill, disconnect/reconnect, renew with 210 litre copper pre-insulated twin coil solar indirect hot water cylinder complete, immersions, test, bond, test. | Cylinder:Isolate supply, drain down, disconnect, clear away and renew with 210 litre copper pre-insulated twin coil solar indirect hot water cylinder, connect new and existing feed and supply supply pipes, refill, vent and test system, including all newly made joints, install 1 no 3 kilowatt auxiliary immersion heater and thermostat, remake all bonding, remove/refix shelves etc., reconnect electricity supply and test on completion, and remove waste and debris. | 824.6146
802205 |  | R | N | Y | N | PL | CYLINDER:RENEW INDIRECT 250 LITRE SOLAR TWIN COIL | Energy Efficiency Appliances and Components | Solar Hot Water Systems | Systems - Cylinders - Pre-Insulated Indirect | NO | 1033.9765 | Cylinder:Turn off/on supply, drain down/refill, disconnect/reconnect, renew with 250 litre unvented pre-insulated Economy 7 or 10 indirect cylinder complete, primary coil, refill test, bonding, test. | Cylinder:Isolate supply, drain down, disconnect, clear away and renew with 250 litre copper pre-insulated twin coil solar indirect hot water cylinder, connect new and existing feed and supply supply pipes, refill, vent and test system, including all newly made joints, install 1 No. 3kW auxiliary immersion heater and thermostat, remake all bonding, remove/refix shelves etc., reconnect electricity supply and test on completion and remove waste and debris. | 1033.9765
802207 |  | R | N | Y | N | PL | CYLINDER:RENEW INDIRECT 300 LITRE SOLAR TWIN COIL | Energy Efficiency Appliances and Components | Solar Hot Water Systems | Systems - Cylinders - Pre-Insulated Indirect | NO | 1119.5057 | Cylinder:Turn off/on supply, drain down/refill, disconnect/reconnect, renew with 300 litre copper pre-insulated twin coil solar indirect hot water cylinder complete, immersions, test, bond, test. | Cylinder:Isolate supply, drain down, disconnect, clear away and renew with 300 litre copper pre-insulated twin coil solar indirect hot water cylinder, connect new and existing feed and supply supply pipes, refill, vent and test system, including all newly made joints, install 1 no 3 kilowatt auxiliary immersion heater and thermostat, remake all bonding, remove/refix shelves etc., reconnect electricity supply and test on completion, and remove waste and debris. | 1119.5057
841207 |  | U | N | N | Y | EL | HEAT RECOVERY UNIT:OVERHAUL | Energy Efficiency Appliances and Components | Heat Recovery and Ventilation System | Heat Recovery and Ventilation System - Overhauls | IT | 71.802 | Heat Recovery Unit:Overhaul heat recovery and ventilation unit, clean out, renew filters as necessary and remove waste and debris. | Heat Recovery Unit:Overhaul heat recovery and ventilation unit, clean out, renew filters as necessary and remove waste and debris. | 71.802
841209 | New | R | N | Y | N | EL | HEAT RECOVERY UNIT:INSTALL LO-CARBON LP FAN UNIT | Energy Efficiency Appliances and Components | Heat Recovery and Ventilation System | Heat Recovery Units | NO | 323.1512 | Heat Recovery Unit:Install Vent Axia Lo Carbon Tempura LP single room hr unit, pull cord, sleeve, terminal, core drill wall, electrical circuit, spur outlet , connect, test, make good, remove waste | Heat Recovery Unit:Install plastic cased through-wall Vent Axia Lo Carbon Tempura LP or other equal and approved single room heat recovery unit, installed in accordance with the manufacturer's technical data sheet, install electrical circuit with fused spur outlet and external shutter, connect, test and adjust settings including core drill through wall, including pull cord, sleeve and terminal, making good wall, provide wall grille if necessary, remake all necessary connections, undertake electrical tests and make good all finishes and remove waste and debris. | 323.1512
841211 | New | R | N | Y | N | EL | HEAT RECOVERY UNIT:RENEW WITH SINGLE ROOM TYPE LP | Energy Efficiency Appliances and Components | Heat Recovery and Ventilation System | Heat Recovery Units | NO | 249.9351 | Heat Recovery Unit:Isolate supply, disconnect, clear away existing fan and renew with Vent Axia or other approved lo-carbon Tempra LP IPX4 single room heat recovery unit and pullcord, terminal grille | Heat Recovery Unit:Isolate supply, disconnect, clear away existing fan and renew with Vent Axia or other equal and approved lo-carbon Tempra LP IPX4 single room heat recovery unit with pullcord, provide terminal grille if necessary, remake all necessary connections, reconnect electricity supply, undertake electrical tests and make good all finishes and remove waste and debris. | 249.9351
841213 | New | R | N | Y | N | EL | HEAT RECOVERY UNIT:INSTALL SINGLE ROOM TYPE LP | Energy Efficiency Appliances and Components | Heat Recovery and Ventilation System | Heat Recovery Units | NO | 286.3196 | Fan:Install Vent Axia or other approved lo-carbon Tempra LP IPX4 single room heat recovery unit with pullcord, install new circuit with fused spur outlet, external shutter, connect, test, adjust | Fan:Install Vent Axia or other equal and approved lo-carbon Tempra LP IPX4 single room heat recovery unit with pullcord, install electrical circuit with fused spur outlet and external shutter, connect, test and adjust settings including cutting out through wall provision of sleeve, making good wall, provide terminal grille if necessary, remake all necessary connections, undertake electrical tests and make good all finishes and remove waste and debris. | 286.3196
841215 | New | R | N | Y | N | EL | HEAT RECOVERY UNIT:RENEW SINGLE ROOM HTP OR LHTP | Energy Efficiency Appliances and Components | Heat Recovery and Ventilation System | Heat Recovery Units | NO | 412.7055 | Heat Recovery Unit:Isolate supply, disconnect, remove fan and renew with Vent Axia or other approved lo-carbon Tempra HTP or LHTP IPX4 single room heat recovery unit with humidistat, timer, pullcord, | Heat Recovery Unit:Isolate supply, disconnect, clear away existing fan and renew with Vent Axia or other equal and approved lo-carbon Tempra HTP or LHTP IPX4 single room heat recovery unit with humidistat, timer and pullcord, provide terminal grille if necessary, remake all necessary connections, reconnect electricity supply, undertake electrical tests and make good all finishes and remove waste and debris. | 412.7055
841217 | New | R | N | Y | N | EL | HEAT RECOVERY UNIT:INSTALL SINGLE ROOM HTP OR LHTP | Energy Efficiency Appliances and Components | Heat Recovery and Ventilation System | Heat Recovery Units | NO | 449.09 | Fan:Install Vent Axia or other approved lo-carbon Tempra HTP or LHTP IPX4 single room heat recovery unit with humidistat, timer, pullcord, install circuit with fused spur outlet and external shutter, | Fan:Install Vent Axia or other equal and approved lo-carbon Tempra HTP or LHTP IPX4 single room heat recovery unit with humidistat, timer and pullcord, install electrical circuit with fused spur outlet and external shutter, connect, test and adjust settings including cutting out through wall provision of sleeve, making good wall, provide terminal grille if necessary, remake all necessary connections, undertake electrical tests and make good all finishes and remove waste and debris. | 449.09
841219 | New | R | N | Y | N | EL | HEAT RECOVERY UNIT:RENEW 200M3/HR | Energy Efficiency Appliances and Components | Heat Recovery and Ventilation System | Heat Recovery Units | IT | 1044.2353 | Heat Recovery Unit:Renew or supply + install MVHR unit, 200m3/hr, all connections to ductwork and electricity supply, all builders/electrical work, test, commission, make good, remove waste and debris | Heat Recovery Unit:Renew or supply and install Mechanical Ventilation Heat Recovery unit with a capacity of up to 200m3 per hour, make all necessary connections to existing ductwork and electricity supply, all builders and electrical work, installed in accordance with manufacturers technical data sheet, test and commission on completion, make good, remove waste and debris. | 1044.2353
841221 | New | R | N | Y | N | EL | HEAT RECOVERY UNIT:RENEW 250M3/HR | Energy Efficiency Appliances and Components | Heat Recovery and Ventilation System | Heat Recovery Units | IT | 1135.0507 | Heat Recovery Unit:Renew or supply + install MVHR unit, 250m3/hr, all connections to ductwork and electricity supply, all builders/electrical work, test, commission, make good, remove waste and debris | Heat Recovery Unit:Renew or supply and install Mechanical Ventilation Heat Recovery unit with a capacity of up to 250m3 per hour, make all necessary connections to existing ductwork and electricity supply, all builders and electrical work, installed in accordance with manufacturers technical data sheet, test and commission on completion, make good, remove waste and debris. | 1135.0507
841223 | New | R | N | Y | N | EL | HEAT RECOVERY UNIT:RENEW 400M3/HR | Energy Efficiency Appliances and Components | Heat Recovery and Ventilation System | Heat Recovery Units | IT | 1381.5229 | Heat Recovery Unit:Renew or supply + install MVHR unit, 400m3/hr, all connections to ductwork and electricity supply, all builders/electrical work, test, commission, make good, remove waste and debris | Heat Recovery Unit:Renew or supply and install Mechanical Ventilation Heat Recovery unit with a capacity of up to 400m3 per hour, make all necessary connections to existing ductwork and electricity supply, all builders and electrical work, installed in accordance with manufacturers technical data sheet, test and commission on completion, make good, remove waste and debris. | 1381.5229

## Lot 3
BAF26028 DLO Support Framework – Lot 3: Heating Installations
Price Schedule
Tenderers must complete the yellow highlighted cells. Enter the proposed percentage adjustment in cell B8. Enter an uplift as a positive percentage (for example 10%) or a discount as a negative percentage (for example -10%). The adjustment is applied to every published SOR Rate and the adjusted total is shown in cell B8. All submitted prices must be fully inclusive of all costs associated with delivery unless expressly stated otherwise in the Tender Documents. No additional expenses or charges will be payable.
SOR Proposed Adjustment %
Total Amount (to be used for evaluation purposes) | 1000560.2446
Document Code | New v8 | Priority | Short Description | Column 5 | Element | Section | Subsection | UOM | SOR Rate | Medium Description | Long Description | Adjusted SOR Rate
BI110201 |  | R | SOLID FUEL OR BIOMASS BOILER:BREAKDOWN NO PARTS |  | Solid Fuel or Biomass Appliances | Solid Fuel or Biomass Appliances | Solid Fuel or Biomass Appliances - Breakdowns | IT | 108.3853 | Solid Fuel or Biomass Boiler:Attend to breakdown, test operation of boiler, clean parts, air ducts and fan, check operation, adjust, check, reset controls, test, remove waste and debris. | Solid Fuel or Biomass Boiler:Attend to breakdown, test operation of boiler, clean all specified parts, check operation of flue draught stabiliser and moveable parts, de-clinking mechanism, clean any secondary air ducts, check fuel regulator blades, check operation of thermostat, clean any fan, and adjust air regulator, check correct setting and operation of any air control mechanism, check fans and reset to manufacturers technical data sheet, make good, test and remove waste and debris. | 108.3853
BI110202 |  | R | SOLID FUEL OR BIOMASS BOILER:BREAKDOWN PARTS NE£10 |  | Solid Fuel or Biomass Appliances | Solid Fuel or Biomass Appliances | Solid Fuel or Biomass Appliances - Breakdowns | IT | 120.0853 | Solid Fuel or Biomass Boiler:Attend to breakdown, test, check operation, minor renewals or repairs (parts cost allowance £10.00) clean, reset, report to CR (can only be claimed if instructed by CR). | Solid Fuel or Biomass Boiler:Attend to breakdown, test operation of boiler, clean all specified parts, check operation of flue draught stabilise and moveable parts, de-clinking mechanism, clean any secondary air ducts, undertake minor renewals or repairs to remedy fault (parts cost allowance £10.00) check fuel regulator blades, check operation of thermostat, clean any fan, and adjust air regulator, check correct setting and operation of any air control mechanism, check fans and reset to manufacturers technical data sheet, make good, test, leave in full working order and report to Client representative and remove waste and debris (can only be claimed if instructed by Client Representative). | 120.0853
BI110203 |  | R | SOLID FUEL OR BIOMASS BOILER:BREAKDOWN PARTS NE£50 |  | Solid Fuel or Biomass Appliances | Solid Fuel or Biomass Appliances | Solid Fuel or Biomass Appliances - Breakdowns | IT | 166.8852 | Solid Fuel or Biomass Boiler:Attend to breakdown, test, check operation, minor renewals or repairs (parts cost allowance £50.00) clean, reset, report to CR (can only be claimed if instructed by CR). | Solid Fuel or Biomass Boiler:Attend to breakdown, test operation of boiler, clean all specified parts, check operation of flue draught stabilise and moveable parts, de-clinking mechanism, clean any secondary air ducts, undertake minor renewals or repairs to remedy fault (parts cost allowance £50.00) check fuel regulator blades, check operation of thermostat, clean any fan, and adjust air regulator, check correct setting and operation of any air control mechanism, check fans and reset to manufacturers technical data sheet, make good, test, leave in full working order and report to Client Representative and remove waste and debris (can only be claimed if instructed by Client Representative). | 166.8852
BI110205 |  | R | SOLID FUEL/BIOMASS BOILER:BREAKDOWN PARTS NE£100 |  | Solid Fuel or Biomass Appliances | Solid Fuel or Biomass Appliances | Solid Fuel or Biomass Appliances - Breakdowns | IT | 225.3852 | Solid Fuel or Biomass Boiler:Attend to breakdown, test, check operation, minor renewals or repairs (parts cost allowance £100.00) clean, reset, report to CR (can only be claimed if instructed by CR). | Solid Fuel or Biomass Boiler:Attend to breakdown, test operation of boiler, clean all specified parts, check operation of flue draught stabilise and moveable parts, de-clinking mechanism, clean any secondary air ducts, undertake minor renewals or repairs to remedy fault (parts cost allowance £100.00) check fuel regulator blades, check operation of thermostat, clean any fan, and adjust air regulator, check correct setting and operation of any air control mechanism, check fans and reset to manufacturers technical data sheet, make good, test, leave in full working order and report to Client Representative and remove waste and debris (can only be claimed if instructed by Client Representative). | 225.3852
BI110207 |  | R | SOLID FUEL/BIOMASS BOILER:BREAKDOWN PARTS NE £150 |  | Solid Fuel or Biomass Appliances | Solid Fuel or Biomass Appliances | Solid Fuel or Biomass Appliances - Breakdowns | IT | 358.8695 | Solid Fuel or Biomass Boiler:Attend to breakdown, test, check operation, minor renewals or repairs (parts cost allowance £150.00) clean, reset, report to CR (can only be claimed if instructed by CR). | Solid Fuel or Biomass Boiler:Attend to breakdown, test operation of boiler, clean all specified parts, check operation of flue draught stabiliser and moveable parts, de-clinking mechanism, clean any secondary air ducts, undertake minor renewals or repairs to remedy fault (parts cost allowance £150.00) check fuel regulator blades, check operation of thermostat, clean any fan, and adjust air regulator, check correct setting and operation of any air control mechanism, check fans and reset to manufacturer's instructions, make good, test, leave in full working order and report to Client Representative and remove waste and debris (can only be claimed if instructed by Client Representative). | 358.8695
CH010101 | New v8 | R | CHP:RENEW WITH 24KW/1KW BAXI ECOGEN |  | Energy Efficiency Appliances And Components | Combined Heat & Power Generating Boilers (CHP) | New or Existing Position to Existing Systems | IT | 12021.9043 | CHP:Renew with wall mounted 24KW/1KW CHP rad system boiler [PC Sum for boiler, flue and fixing jig etc £9200.00] isolate supplies, remove existing installation, provide new flue, controls, and TRVs. | CHP:Renew central heating/hot water boiler with wall mounted 24KW/1KW output baxi ecogen or other equal and approved [PC Sum for supply and delivery of boiler, flue and fixing jig etc. £9,200.00] including isolate supplies, drain down and remove existing cylinder, pipework, tanks and boiler, supply and fix new chp boiler with flue in new or existing position in dwelling, form flue opening through external wall including all additional builders work, adjust gas, supply and flow and return pipework and connect to supplies and meter, provide new programmer, pump, motorised valve, and room stats, and thermostatic radiator valves for upto 7 radiators, refill including corrosion inhibitor and test, remake all electrical connections including bonding, and make good all finishes, [additional builders works associated with making good of original flue opening to be claimed against RE160101] and remove waste and debris, boiler to be installed in accordance with manufacturers technical data sheet and left in full working order. | 12021.9043
CH010103 | New v8 | R | CHP:RENEW WITH 24KW/1KW BAXI ECOGEN (NEW SYSTEM) |  | Energy Efficiency Appliances And Components | Combined Heat & Power Generating Boilers (CHP) | New or Existing Position to New Underfloor Heating | IT | 12170.4727 | CHP:Renew with wall mounted 24KW/1KW CHP underfloor heating boiler [PC Sum for boiler, flue and fixing jig etc £9200.00] isolate supplies, remove existing installation, new flue, controls, manifolds. | CHP:Renew central heating/hot water boiler with wall mounted 24KW/1KW output baxi ecogen or other equal and approved [PC Sum for supply and delivery of boiler, flue and fixing jig etc. £9,200.00] including isolate supplies, drain down and remove existing cylinder, pipework, tanks and boiler, supply and fix new chp boiler with flue in new or existing position in dwelling, form flue opening through external wall including all additional builders work, adjust gas, supply and flow and return pipework and connect to supplies and meter, provide new programmer, pump, motorised valve, and connections for upto 7 underfloor heating loops [for new underfloor installations see items RE162101 to RE162303], refill including corrosion inhibitor and test, remake all electrical connections including bonding, and make good all finishes, [additional builders works associated with making good of original flue opening to be claimed against Item RE160101] and remove waste and debris, boiler to be installed in accordance with manufacturers' technical data sheet and left in full working order. | 12170.4727
EE010601 |  | U | IMMERSION HEATER:RENEW 3KW ALLOY (TOP) |  | 3 Star - Electrical Services | Electrical Work in Connection With Central Heating | Immersion Heaters | NO | 60.9203 | Immersion Heater:Isolate/reconnect supply, drain down/refill, renew 3kW alloy top entry immersion heater to copper cylinder, test and vent refix, test and reset thermostat, make all connections. | Immersion Heater:Isolate supply, drain down, disconnect, clear away, renew top entry immersion with 3kW alloy sheathed immersion heater to copper cylinder refill, test and vent system, refix, test and reset thermostat, make all necessary connections, reconnect electricity supply and undertake electrical tests and remove waste and debris. | 60.9203
EE010603 |  | U | IMMERSION HEATER:RENEW NE 3KW ALLOY (BOTTOM) |  | 3 Star - Electrical Services | Electrical Work in Connection With Central Heating | Immersion Heaters | NO | 81.2122 | Immersion Heater:Isolate/reconnect supply, drain down/refill, renew 3kW alloy bottom entry immersion heater to copper cylinder, test, vent refix, test, reset thermostat, make connections. | Immersion Heater:Isolate supply, drain down, disconnect, clear away, renew bottom entry immersion heater to copper cylinder with ne 3kW alloy sheathed heater, refill test and vent system, refix, test reset thermostat, make all necessary connections, reconnect to electricity supply and undertake electrical tests and remove waste and debris. | 81.2122
EE010605 |  | U | IMMERSION HEATER:RENEW CYLINDER THERMOSTAT |  | 3 Star - Electrical Services | Electrical Work in Connection With Central Heating | Immersion Heaters | NO | 23.766 | Immersion Heater:Disconnect, clear away and renew any thermostat to immersion heater. | Immersion Heater:Disconnect, clear away and renew any thermostat to immersion heater. | 23.766
EE010607 |  | U | IMMERSION HEATER:DISCONNECT |  | 3 Star - Electrical Services | Electrical Work in Connection With Central Heating | Immersion Heaters | NO | 13.0578 | Immersion Heater:Isolate and disconnect faulty immersion heater, fix temporary sealing box to exposed cable and leave safe. | Immersion Heater:Isolate and disconnect faulty immersion heater, fix temporary sealing box to exposed cable and leave safe. | 13.0578
EE010609 |  | U | IMMERSION HEATER:REMOVE AND SEAL BOSS |  | 3 Star - Electrical Services | Electrical Work in Connection With Central Heating | Immersion Heaters | IT | 23.9278 | Immersion Heater:Isolate, disconnect and remove any defective immersion heater, drain down as necessary, seal immersion boss, disconnect, fix temporary sealing box to exposed cable and leave safe. | Immersion Heater:Isolate, disconnect and remove any defective immersion heater, drain down as necessary, seal immersion boss, disconnect, fix temporary sealing box to exposed cable and leave safe and remove waste and debris. | 23.9278
EE010611 |  | U | IMMERSION HEATER:RECONNECT AND TEST |  | 3 Star - Electrical Services | Electrical Work in Connection With Central Heating | Immersion Heaters | IT | 20.2918 | Immersion Heater:Reconnect any immersion heater and undertake electrical test and remove waste and debris. | Immersion Heater:Reconnect any immersion heater and undertake electrical test and remove waste and debris. | 20.2918
EE010613 |  | U | IMMERSION HEATER:TEST AND RESET THERMOSTAT |  | 3 Star - Electrical Services | Electrical Work in Connection With Central Heating | Immersion Heaters | IT | 10.4358 | Immersion Heater:Test and reset as necessary any immersion heater thermostat. | Immersion Heater:Test and reset as necessary any immersion heater thermostat. | 10.4358
EE010615 |  | U | IMMERSION HEATER:RENEW CIRCUIT AND SWITCH |  | 3 Star - Electrical Services | Electrical Work in Connection With Central Heating | Immersion Heaters | NO | 136.3954 | Immersion Heater:Isolate/reconnect supply, renew immersion heater circuit with 20 amp DP isolator switch, 20 amp DP indicator switch, reconnectof heater flex, tests, provide certificate, make good. | Immersion Heater:Isolate supply, strip out, clear away and renew immersion heater circuit with cable run in mini trunking or rigid PVC conduit chased into wall etc., including fitting of 20 amp double pole isolator switch, 20 amp double pole indicator switch and reconnection of existing heater flex, reconnect electricity supply, undertake electrical tests, provide certificate, make good on completion and remove waste and debris. | 136.3954
EE010617 |  | U | IMMERSION HEATER:RENEW FLEX CONNECTION |  | 3 Star - Electrical Services | Electrical Work in Connection With Central Heating | Immersion Heaters | NO | 19.0778 | Immersion Heater:Isolate/reconnect supply, renew 1.00m length of 2.5mm 3 core butyl rubber flex to immersion heater, make connections to switch and heater, tests, provide certificate, make good. | Immersion Heater:Isolate supply, strip out, clear away and renew 1.00m length of 2.5mm 3 core butyl rubber flex to immersion heater and make all necessary connections to 20 amp double pole switch and immersion heater, reconnect electricity supply, undertake electrical tests, provide certificate, make good on completion and remove waste and debris. | 19.0778
EE010619 |  | U | IMMERSION HEATER:RENEW 20A DP/TP INDICATOR SWITCH |  | 3 Star - Electrical Services | Electrical Work in Connection With Central Heating | Immersion Heaters | NO | 31.6703 | Immersion Heater:Isolate/reconnect supply, renew 20 amp moulded plastic DP switch with neon indicator and box fixed to walls, remake connections, tests and make good. | Immersion Heater:Isolate supply, disconnect, clear away and renew 20 amp moulded plastic double or triple pole switch with neon indicator and moulded plastic mounting box, including plugging to walls as necessary, remake all necessary connections, reconnect electricity supply, undertake electrical tests and make good on completion and remove waste and debris. | 31.6703
EE010621 |  | U | IMMERSION HEATER:RENEW BOOSTER SWITCH |  | 3 Star - Electrical Services | Electrical Work in Connection With Central Heating | Immersion Heaters | NO | 20.0751 | Immersion Heater:Isolate/reconnect supply, renew or supply and install immersion booster switch with and box fixed to walls, remake connections, tests and make good. | Immersion Heater:Isolate supply, disconnect, clear away and renew or supply and install immersion booster switch and moulded plastic mounting box, including plugging to walls as necessary, remake all necessary connections, reconnect electricity supply, undertake electrical tests and make good on completion and remove waste and debris. | 20.0751
EE030105 |  | U | FAN:RENEW 2 SPEED WALL OR DUCT FAN |  | 3 Star - Electrical Services | Ventilation | Fans - Ventilating - Renewals | NO | 156.9139 | Fan:Isolate/reconnect supply, renew through-wall or ducted fan, two speed motor, double insulated, 76 litre/second high speed, 38 litre/ second low speed, wall grille, electrical tests, make good. | Fan:Isolate supply, disconnect, clear away and renew with plastic cased through-wall or ducted fan with two speed motor class 2, double insulated, air operated automatic back draught shutter with fan capable of handling 76 litre/second at high speed and 38 litre/second at low speed, provide wall grille if necessary, remake all necessary connections, reconnect electricity supply, undertake electrical tests and make good all finishes and remove waste and debris. | 156.9139
EE030106 | New v8 | R | FAN:RENEW 3 SPEED LOW VOLTAGE WALL OR DUCT FAN |  | 3 Star - Electrical Services | Ventilation | Fans - Ventilating - Renewals | NO | 474.0293 | Fan:Isolate/reconnect supply, renew through-wall or ducted fan,three speed motor, low voltage, double insulated, 28 litre, 14 litre and 8 litre/second speed, wall grille, electrical tests, make good. | Fan:Isolate supply, disconnect, clear away and renew with plastic cased through-wall or ducted fan with three speed motor class 2, double insulated, air operated automatic back draught shutter with fan capable of handling 28 litre/second at high speed, 14 litre/second at low speed and 8 litre/second on continuous ventilation, provide wall grille if necessary, remake all necessary connections, reconnect electricity supply, undertake electrical tests and make good all finishes and remove waste and debris. | 474.0293
EE030107 |  | U | FAN:RENEW SINGLE SPEED WALL OR DUCT FAN |  | 3 Star - Electrical Services | Ventilation | Fans - Ventilating - Renewals | NO | 138.0184 | Fan:Isolate/reconnect supply, renew through-wall or ducted fan, single speed motor double insulated automatic shutter, 26 litre/second, wall grille electrical tests, make good. | Fan:Isolate supply, disconnect, clear away and renew with plastic cased through-wall or ducted fan with single speed motor class 2, double insulated complete with integral back draught automatic shutter, fan capable of handling min 26 litre/second, provide wall grille if necessary, remake all necessary connections, reconnect electricity supply, undertake electrical tests and make good all finishes and remove waste and debris. | 138.0184
EE030115 |  | U | FAN:RENEW TOILET OR BATHROOM FAN |  | 3 Star - Electrical Services | Ventilation | Fans - Ventilating - Renewals | NO | 76.8475 | Fan:Isolate/reconnect supply, renew toilet or bathroom fan, single speed motor class 2, double insulated, integral timer, back draught shutter 25 litre/second, electrical tests, make good. | Fan:Isolate supply, disconnect, clear away and renew toilet or bathroom fan complete with single speed motor class 2, double insulated, integral timer, back draught shutter if required with fan capable of handling 25 litre/second, remake all necessary connections, reconnect electricity supply, undertake electrical tests and make good all finishes and remove waste and debris. | 76.8475
EE030202 | New v8 | R | FAN:RENEW 2 SPEED (ENVIROVENT)CONDENSATION CONTROL |  | 3 Star - Electrical Services | Ventilation | Fans - Condensation Control - Renewals | NO | 43.4824 | Fan:Isolate/reconnect supply, renew plastic cased through-wall or ducted condensation control fan, 2 speed motor, 61 litre/second high speed 41 litre/ second low speed, wall grille, tests, make good. | Fan:Isolate/reconnect supply, renew plastic cased through-wall or ducted condensation control fan, 2 speed motor, 61 litre/second high speed 41 litre/ second low speed, wall grille, tests, make good. | 43.4824
EE030207 |  | U | FAN:INSTALL 2 SPEED CONDENSATION CONTROL |  | 3 Star - Electrical Services | Ventilation | Fans - Ventilating - Installation | NO | 366.6633 | Fan:Isolate/reconnect supply, install through-wall or ducted condensation control fan, 2 speed motor, 61 l/second high 41 l/second low speed, circuit, spur outlet, builders work, tests, make good. | Fan:Install plastic cased through-wall or ducted condensation control fan with 2 speed motor, class 2 double insulated, back draught shutter with fan capable of handling 61 litre/second at high speed and 41 litre/second at low speed, install electrical circuit with fused spur outlet and external shutter, connect, test and adjust settings including cutting out through wall provision of sleeve and terminal, making good wall, provide wall grille if necessary, remake all necessary connections, undertake electrical tests and make good all finishes and remove waste and debris. | 366.6633
EE030209 |  | U | FAN:INSTALL LOW VOLTAGE TRANSFORMER TYPE |  | 3 Star - Electrical Services | Ventilation | Fans - Ventilating - Installation | NO | 271.3083 | Fan:Isolate/reconnect supply, install through-wall or ducted low voltage transformer condensation control fan, class 2, circuit, spur outlet, builders work, tests, make good. | Fan:Install plastic cased through-wall or ducted low voltage transformer condensation control fan, class 2 double insulated, back draught shutter, install electrical circuit with fused spur outlet and external shutter, connect, test and adjust settings including cutting out through wall, provision of sleeve and terminal, making good wall, provide wall grille if necessary, remake all necessary connections, undertake electrical tests and make good all finishes and remove waste and debris. | 271.3083
EE030211 |  | U | FAN:RENEW WITH LOW VOLTAGE TRANSFORMER TYPE |  | 3 Star - Electrical Services | Ventilation | Fans - Condensation Control - Renewals | NO | 227.6404 | Fan:Isolate/reconnect supply, renew with plastic cased through-wall or ducted low voltage transformer condensation control fan, class 2, wall grille if necessary, tests, make good. | Fan:Isolate supply, disconnect, clear away and renew with plastic cased through-wall or ducted low voltage transformer condensation control fan, class 2 double insulated, back draught shutter, provide wall grille if necessary, remake all necessary connections, reconnect electricity supply, undertake electrical tests and make good all finishes and remove waste and debris. | 227.6404
EE030213 |  | U | FAN:OVERHAUL DOMESTIC EXTRACT |  | 3 Star - Electrical Services | Ventilation | Fans - Repairs | NO | 23.243 | Fan:Overhaul any kind of domestic extractor fan, dismantle and reassemble, clean and oil, test and leave in working order. | Fan:Overhaul any kind of domestic extractor fan, dismantle and reassemble, clean and oil, test and leave in working order and remove waste and debris. | 23.243
EE030251 |  | R | FAN:RENEW CIRCUIT AND OUTLET |  | 3 Star - Electrical Services | Ventilation | Fans - Condensation Control - Renewals | NO | 104.5433 | Fan:Isolate/reconnect supply, strip out and renew fan spur in mini-trunking or rigid PVC conduit chased into wall etc., 20 amp fused spur oulet, reconnect existing fan flex, tests, make good. | Fan:Isolate supply, strip out, clear away and renew fan spur with cable run in mini trunking or rigid PVC conduit chased into wall etc., including fitting of 20 amp fused spur oulet and reconnection of existing fan flex, reconnect electricity supply, undertake electrical tests, provide certificate, make good on completion and remove waste and debris. | 104.5433
EE030253 |  | U | FAN:RENEW ANY MOTOR |  | 3 Star - Electrical Services | Ventilation | Fans - Repairs | NO | 41.963 | Fan:Renew any motor to extractor fan ne 150mm, test on completion, and remove waste and debris. | Fan:Renew any motor to extractor fan ne 150mm, test on completion, and remove waste and debris. | 41.963
EE030255 |  | U | FAN:RENEW ANY CONTROLLER |  | 3 Star - Electrical Services | Ventilation | Fans - Repairs | NO | 40.3952 | Fan:Renew any fan controller unit, make connections and test on completion, and remove waste and debris. | Fan:Renew any fan controller unit, make connections and test on completion, and remove waste and debris. | 40.3952
EE030257 |  | U | FAN:OVERHAUL MOTOR UNIT |  | 3 Star - Electrical Services | Ventilation | Fans - Repairs | NO | 149.3814 | Fan:Overhaul 10 HP fan motor unit including isolate supply, strip down, overhaul, reassemble and test on completion, and remove waste and debris. | Fan:Overhaul 10 HP fan motor unit including isolate supply, strip down, overhaul, reassemble and test on completion, and remove waste and debris. | 149.3814
EE040101 |  | U | CONDUIT:INSTALL NE 25MM PVC MAKE GOOD |  | 3 Star - Electrical Services | Power Circuits | Conduit - PVC | LM | 5.6015 | Conduit:Supply and fix ne 25mm round heavy gauge rigid PVC conduit including all necessary fitting, clipping with saddles at 1200mm centres to any surfaces, and make good on completion. | Conduit:Supply and fix ne 25mm round heavy gauge rigid PVC conduit including all necessary fitting, clipping with saddles at 1200mm centres to any surfaces, and make good on completion and remove waste and debris. | 5.6015
EE040201 |  | U | CONDUIT:INSTALL NE 25MM STEEL MAKE GOOD |  | 3 Star - Electrical Services | Power Circuits | Conduit - Galvanised Steel | LM | 8.5799 | Conduit:Supply and fix ne 25mm diameter heavy gauge galvanised steel conduit including all necessary fittings, galvanised steel spacer saddles at 1200mm centres to any surface, make good. | Conduit:Supply and fix ne 25mm diameter heavy gauge galvanised steel conduit including all necessary fittings and fixing with galvanised steel spacer saddles at 1200mm centres to any surface, make good on completion and remove waste and debris. | 8.5799
EE040601 |  | U | CABLE:FIX 1.5MM OR 2.5MM T AND E AND CONDUIT |  | 3 Star - Electrical Services | Power Circuits | Cable and Conduit Chased into Background | LM | 17.1021 | Cable:Supply and fix 1.5mm or 2.5mm PVC flat T and E cable drawn in and including rigid PVC conduit chased into plastered surface, make good plaster, make all necessary connections, make good. | Cable:Supply and fix 1.50mm2 or 2.50mm2 PVC flat Twin and Earth cable drawn in and including rigid PVC conduit chased into plastered surface, make good plaster, make all necessary connections and make good on completion and remove waste and debris. | 17.1021
EE040701 |  | U | CABLE:FIX 1.5MM OR 2.5MM T AND E AND MINI-TRUNKING |  | 3 Star - Electrical Services | Power Circuits | Cable and Mini-Trunking | LM | 11.7384 | Cable:Supply and fix 1.50mm2 or 2.50mm2 PVC flat T and E cable drawn in and including rigid PVC mini-trunking, make all connections, and make good on completion, and remove waste and debris. | Cable:Supply and fix 1.50mm2 or 2.50mm2 PVC flat Twin and Earth cable drawn in and including rigid PVC mini-trunking, make all connections, and make good on completion, and remove waste and debris. | 11.7384
EE041401 |  | U | CABLE:DRAW UPTO 6MM SINGLE CABLE |  | 3 Star - Electrical Services | Power Circuits | Cable - Drawn In Conduits | LM | 2.453 | Cable:Supply and draw upto 6.00mm2 PVC single cable wire through new conduit or existing conduit or trunking, make all necessary connections, and make good on completion and remove waste and debris. | Cable:Supply and draw upto 6.00mm2 PVC single cable wire through new conduit or existing conduit or trunking, make all necessary connections, and make good on completion and remove waste and debris. | 2.453
EE041409 |  | U | CABLE:DRAW 1.5MM2 OR 2.5MM2 PVC FLAT T AND E |  | 3 Star - Electrical Services | Power Circuits | Cable - Drawn In Conduits | LM | 3.1381 | Cable:Supply and draw 1.50mm or 2.50mm PVC flat T and E cable through new conduit or existing conduit, necessary connections, make good. | Cable:Supply and draw 1.50mm2 or 2.50mm2 PVC flat Twin and Earth cable through new conduit or existing conduit or trunking, make all necessary connections, and make good on completion and remove waste and debris. | 3.1381
EE041501 |  | U | CABLE:INSTALL 1.5MM OR 2.5MM SINGLE CABLE |  | 3 Star - Electrical Services | Power Circuits | Cable - Clipped To Backgrounds | LM | 2.7286 | Cable:Supply and fix 1.50mm or 2.50mm PVC single cable wire clipped to wall or soffits, laid in floor or roof space, make all necessary connections, make good. | Cable:Supply and fix 1.50mm2 or 2.50mm2 PVC single cable wire clipped to wall or soffits, laid in floor or roof space, make all necessary connections and make good on completion and remove waste and debris. | 2.7286
EE041511 |  | U | CABLE:INSTALL 1.5MM2 OR 2.5MM2 T AND E |  | 3 Star - Electrical Services | Power Circuits | Cable - Clipped To Backgrounds | LM | 3.8114 | Cable:Supply and fix 1.50mm or 2.50mm PVC flat T and E cable clipped to wall or soffits, laid in floor or roof space, make all necessary connections, make good. | Cable:Supply and fix 1.50mm2 or 2.50mm2 PVC flat Twin and Earth cable clipped to wall or soffits, laid in floor or roof space, make all necessary connections, and make good on completion and remove waste and debris. | 3.8114
EE042501 | New v8 | R | CABLE:FIRE CLIP EXISTING CABLES |  | 3 Star - Electrical Services | General Lighting and Power (Small Scale) | Cable and Conduit - Fire Rated Clips | LM | 2.6467 | Cable:Supply and fix fire clips to cable clipped to wall or soffits, drawn in mini-trunking or laid in floor or roof space, make all necessary connections and make good on completion. | Cable:Supply and fix fire clips to cable clipped to wall or soffits, drawn in mini-trunking or laid in floor or roof space, make all necessary connections and make good on completion and remove waste and debris. | 2.6467
EE042505 | New v8 | R | CONDUIT:FIRE CLIP EXISTING 25MM UPVC CONDUIT |  | 3 Star - Electrical Services | General Lighting and Power (Small Scale) | Cable and Conduit - Fire Rated Clips | LM | 3.1562 | Conduit:Supply and fix fire clips to NE 25mm UPVc conduit at centres recommended in the manufacturer's technical data sheet, fixed to background, and make good on completion. | Conduit:Supply and fix fire clips to NE 25mm UPVc conduit at centres recommended in the manufacturer's technical data sheet, fixed to background, and make good on completion. | 3.1562
EE042511 | New v8 | R | TRUNKING:FIRE CLIP EXIST 25 x 16MM TRUNKING - INT |  | 3 Star - Electrical Services | General Lighting and Power (Small Scale) | Cable and Conduit - Fire Rated Clips | LM | 3.9584 | Trunking:Supply and fix proprietary fire clip to cabling inside 25 x 16mm UPVc trunking, remove lid, fix clips through trunking to structure, refix lid and make good on completion | Trunking:Supply and fix proprietary fire clip to cabling inside 25 x 16mm UPVc trunking, remove lid, fix clips through trunking to structure in accordance with the manufacturer's technical data sheet, refix lid and make good on completion | 3.9584
EE042512 | New v8 | R | TRUNKING:FIRE CLIP EXIST 25 x 16MM TRUNKING - EXT |  | 3 Star - Electrical Services | General Lighting and Power (Small Scale) | Cable and Conduit - Fire Rated Clips | LM | 2.7052 | Trunking:Supply and fix proprietary fire clip to 25 x 16mm UPVc trunking, clip fixed to structure in accordance with the manufacturer's technical data sheet, and make good on completion | Trunking:Supply and fix proprietary fire clip to 25 x 16mm UPVc trunking, clip fixed to structure in accordance with the manufacturer's technical data sheet, and make good on completion | 2.7052
EE042513 | New v8 | R | TRUNKING:FIRE CLIP EXIST 40 x 16MM TRUNKING - INT |  | 3 Star - Electrical Services | General Lighting and Power (Small Scale) | Cable and Conduit - Fire Rated Clips | LM | 4.5965 | Trunking:Supply and fix proprietary fire clip to cabling inside 40 x16mm UPVc trunking, remove lid, fix clips through trunking to structure, refix lid and make good on completion | Trunking:Supply and fix proprietary fire clip to cabling inside 40 x16mm UPVc trunking, remove lid, fix clips through trunking to structure in accordance with the manufacturer's technical data sheet, refix lid and make good on completion | 4.5965
EE042514 | New v8 | R | TRUNKING:FIRE CLIP EXIST 40 x 16MM TRUNKING - EXT |  | 3 Star - Electrical Services | General Lighting and Power (Small Scale) | Cable and Conduit - Fire Rated Clips | LM | 3.2264 | Trunking:Supply and fix proprietary fire clip to 40 x 16mm UPVc trunking, clip fixed to structure in accordance with the manufacturer's technical data sheet, and make good on completion | Trunking:Supply and fix proprietary fire clip to 40 x 16mm UPVc trunking, clip fixed to structure in accordance with the manufacturer's technical data sheet, and make good on completion | 3.2264
EE042515 | New v8 | R | TRUNKING:FIRE CLIP EXIST 40 x 25MM TRUNKING - INT |  | 3 Star - Electrical Services | General Lighting and Power (Small Scale) | Cable and Conduit - Fire Rated Clips | LM | 5.1763 | Trunking:Supply and fix proprietary fire clip to cabling inside 40 x 25mm UPVc trunking, remove lid, fix clips through trunking to structure, refix lid and make good on completion | Trunking:Supply and fix proprietary fire clip to cabling inside 40 x 25mm UPVc trunking, remove lid, fix clips through trunking to structure in accordance with the manufacturer's technical data sheet, refix lid and make good on completion | 5.1763
EE042517 | New v8 | R | TRUNKING:FIRE CLIP EXIST 40 X 40MM TRUNKING - INT |  | 3 Star - Electrical Services | General Lighting and Power (Small Scale) | Cable and Conduit - Fire Rated Clips | LM | 5.7561 | Trunking:Supply and fix proprietary fire clip to cabling inside 40 x 40mm UPVc trunking, remove lid, fix clips through trunking to structure, refix lid and make good on completion | Trunking:Supply and fix proprietary fire clip to cabling inside 40 x 40mm UPVc trunking, remove lid, fix clips through trunking to structure in accordance with the manufacturer's technical data sheet, refix lid and make good on completion | 5.7561
EE042519 | New v8 | R | TRUNKING:FIRE CLIP EXIST 50 X 25MM TRUNKING - INT |  | 3 Star - Electrical Services | General Lighting and Power (Small Scale) | Cable and Conduit - Fire Rated Clips | LM | 6.3359 | Trunking:Supply and fix proprietary fire clip to cabling inside 50 x25mm UPVc trunking, remove lid, fix clips through trunking to structure, refix lid and make good on completion | Trunking:Supply and fix proprietary fire clip to cabling inside 50 x25mm UPVc trunking, remove lid, fix clips through trunking to structure in accordance with the manufacturer's technical data sheet, refix lid and make good on completion | 6.3359
EE042520 | New v8 | R | TRUNKING:FIRE CLIP EXIST 50 X 50MM TRUNKING - INT |  | 3 Star - Electrical Services | General Lighting and Power (Small Scale) | Cable and Conduit - Fire Rated Clips | LM | 6.9156 | Trunking:Supply and fix proprietary fire clip to cabling inside 50 x50mm UPVc trunking, remove lid, fix clips through trunking to structure, refix lid and make good on completion | Trunking:Supply and fix proprietary fire clip to cabling inside 50 x50mm UPVc trunking, remove lid, fix clips through trunking to structure in accordance with the manufacturer's technical data sheet, refix lid and make good on completion | 6.9156
EE050219 |  | U | POWER:RENEW BOILER OUTLET GROUND NE 10M |  | 3 Star - Electrical Services | Final Circuits | Final Circuits - Power | NO | 85.7641 | Power:Isolate/reconnect supply, renew 13 amp fused switched spur outlet to ground floor, connect to existing ring main, in mini-trunking or rigid PVC conduit, ne 10.00m, tests, certificate, make good. | Power:Isolate supply, strip out, clear away and renew 13 amp fused switched spur outlet to ground floor, connect to existing ring main, with cable run in mini trunking or rigid PVC conduit chased into wall etc., ne 10.00m, make all necessary connections, reconnect electricity supply, undertake electrical tests, provide certificate, make good on completion and remove waste and debris. | 85.7641
EE050221 |  | U | POWER:NEW BOILER OUTLET GROUND NE 10M |  | 3 Star - Electrical Services | Final Circuits | Final Circuits - Power | NO | 97.4765 | Power:Isolate/reconnect supply, install 13 amp fused switch spur boiler outlet to ground floor, connect to existing ring main in mini-trunking or rigid PVC conduit, ne 10.00m, certificate, make good. | Power:Isolate supply, provide new 13 amp fused switch spur boiler outlet to ground floor, connect to existing ring main with cable run in mini-trunking or rigid PVC conduit chased into wall ne 10.00m, all builders work in connection etc., make all necessary connections, reconnect electricity supply, undertake electrical tests, provide certificate, make good on completion and remove waste and debris. | 97.4765
EE090401 |  | U | SMOKE DETECTOR:INSTALL BATTERY OPERATED TYPE |  | 3 Star - Electrical Services | Detectors etc | Smoke Detectors | NO | 42.1323 | Smoke Detector:Supply and install battery operated smoke detector including 10 year life battery, test, make good and leave in working order and remove waste and debris. | Smoke Detector:Supply and install battery operated smoke detector including 10 year life battery, test, make good and leave in working order and remove waste and debris. | 42.1323
EE090403 |  | U | SMOKE DETECTOR:INSTALL MAINS OPTICAL TYPE |  | 3 Star - Electrical Services | Detectors etc | Smoke Detectors | NO | 95.392 | Smoke Detector:Isolate/reconnect supply, supply and install mains operated optical smoke detector make connections, junction box, test and make good on completion. | Smoke Detector:Isolate, supply and install mains operated optical smoke detector with rechargeable DC battery or condensor back up self contained type to BS 5446 kitemark certified with hush button,interlinked with any other detectors, including make all necessary connections to supply including junction box, reconnect, test and make good on completion and remove waste and debris. | 95.392
EE090409 |  | U | SMOKE DETECTOR:INSTALL ADDITIONAL DETECTOR |  | 3 Star - Electrical Services | Detectors etc | Smoke Detectors | NO | 147.9098 | Smoke Detector:Extra to supply and install 2 additional mains operated optical smoke detectors interlinked, make connections, junction box, test and make good on completion. | Smoke Detector:Extra to supply and install 2 additional mains operated optical smoke detectors with rechargeable DC battery or condensor backup self contained type to BS 5446 certified with hush button, interlinked to each other and existing detectors including make all necessary connections to supply including junction box and interlink the three detectors including mini trunking, reconnect, test and make good on completion and remove waste and debris. | 147.9098
EE090411 |  | U | SMOKE DETECTOR:RENEW WITH OPTICAL TYPE |  | 3 Star - Electrical Services | Detectors etc | Smoke Detectors | NO | 112.785 | Smoke Detector:Renew existing with mains operated optical smoke detector remake connections, junction box, test and make good on completion. | Smoke Detector:Renew existing with mains operated optical smoke detector with rechargeable DC battery or condensor back up self contained type to BS 5446 kitemark certified with hush button, interlinked with any other detectors, including backplate and all necessary connections to existing wiring, test and make good on completion, where interlinked detectors are replaced new detectors must be compatible with existing and remove waste and debris. | 112.785
EE090417 | New v8 | R | SMOKE DETECTOR:SERVICE AND OVERHAUL ANY TYPE |  | 3 Star - Electrical Services | Detectors etc | Smoke Detectors | NO | 20.3118 | Smoke Detector:Undertake annual service and overhaul any type of battery or hard wired operated smoke detector, vacuum through vents, test, renew battery as necessary (rate per dwelling). | Smoke Detector:Undertake annual service and overhaul any type of hard wired or battery operated smoke detector, switch power off, vacuum through vents, switch power on, test, all work to be carried in strict conformity to the manufacturer's instructions, renew battery as necessary and leave in working order and remove waste and debris (rate per dwelling). | 20.3118
EE090419 |  | U | SMOKE DETECTOR:INSTALL WIRELESS OPTICAL TYPE |  | 3 Star - Electrical Services | Detectors etc | Smoke Detectors | NO | 120.1658 | Smoke Detector:Install wireless optical smoke detector with test/hush button, sensor, radio transmitter and receiver, auto test alarm, 9v battery, indicators etc., test and make good. | Smoke Detector:Install wireless optical smoke detector with built in test/hush button, large optical chamber sensor, radio transmitter and receiver, built in auto test alarm, 9v battery, low battery warning to BS EN 14604:2005, indicators etc., wirelessly interlinked with any other detectors, test and make good on completion and remove waste and debris. | 120.1658
EE090423 |  | U | SMOKE DETECTORS:INSTALL WIRELESS SYSTEM |  | 3 Star - Electrical Services | Detectors etc | Smoke Detectors | IT | 267.0482 | Smoke Detectors:Install one wireless optical and one combined opitc smoke and heat detector system with test buttons, radio transmitters, receivers, auto test alarms, 9v batteries, test and make good. | Smoke Detectors:Install one wireless optical and one wireless combined optical smoke and heat detector system, detectors with built in test buttons, radio transmitters and receivers, built in auto test alarms, 9v batteries, low battery warning, both detectors to BS EN 14604:2005, indicators etc., wirelessly interlined with each other and any other detectors, test and make good on completion and remove waste and debris. | 267.0482
EE090425 |  | U | SMOKE DETECTOR:INSTALL ADDITIONAL WIRELESS |  | 3 Star - Electrical Services | Detectors etc | Smoke Detectors | NO | 189.7808 | Smoke Detector:Extra to supply and install two additional wireless smoke detectors to match, detector to BS EN 14604:2005, test and make good on completion. | Smoke Detector:Extra to supply and install 2 additional wireless optical smoke detectors with rechargeable DC battery or condensor backup self contained type to BS 5446 certified with hush button, wirelessly interlinked to each other and existing detectors including make all necessary connections to supply including junction box, mini trunking, reconnect, test and make good on completion and remove waste and debris. | 189.7808
EE090427 |  | U | SMOKE DETECTOR:RENEW WITH WIRELESS OPTICAL |  | 3 Star - Electrical Services | Detectors etc | Smoke Detectors | NO | 102.8615 | Smoke Detector:Renew with wireless optical smoke detector, test/hush button, sensor, transmitter, receiver, auto test alarm, 9v battery, remove existing detector, wiring and trunking, test, make good. | Smoke Detector:Renew existing with wireless optical smoke detector with built in test/hush button, large optical chamber sensor, radio transmitter and receiver, built in auto test alarm, 9v battery, low battery warning, to BS EN 14604:2005 indicators wirelessly interlinked with any existing detectors, disconnect, remove detector, wiring and trunking as necessary and make good ceiling finishes, test and make good on completion and remove waste and debris. | 102.8615
EE090430 | New v8 | R | SMOKE/HEAT DETECTOR:RENEW CIRCUIT |  | 3 Star - Electrical Services | Detectors etc | Circuit - Renewals | NO | 51.3965 | Smoke/Heat Detector:Isolate/reconnect supply, renew 1.5mm2 twin, three or four core with earth continuity cable in mini-trunking or rigid PVC/steel conduit to detector outlet point, test, make good. | Smoke/Heat Detector:Isolate supply, strip out, clear away and renew 1.5mm2 twin, three or four core with earth continuity cable, with cable run in mini trunking or rigid PVC or steel conduit to smoke or heat detector outlet point, make all necessary connections, reconnect electricity supply, undertake electrical tests, provide certificate, make good on completion and remove waste and debris. | 51.3965
EE090431 | New v8 | R | SMOKE DETECTOR:INSTALL GRADE D1 TYPE |  | 3 Star - Electrical Services | Detectors etc | Smoke Detectors | NO | 63.7742 | Smoke Detector:Isolate, supply and install Aico Ei3016 smoke alarm, optical sensor type, mains powered, 10 year battery, data extraction facility, test, make good, remove waste and debris. | Smoke Detector:Isolate, supply and install Aico Ei3016 or other equal and approved grade D1 smoke alarm, optical sensor type with automatic dust compensation and insect resistant fine mesh screen, kitemarked to BSEN14604:2005 and supplied with easy fitting type base plate, connecting without a flying lead or cable harness, mains powered with tamper proof 10 year lithium rechargeable cell backup supply and data extraction facility via audio link to a smartphone app, test and make good on completion, remove waste and debris. | 63.7742
EE090433 | New v8 | R | SMOKE/HEAT DETECTOR:RENEW CIRCUIT DISABLED |  | 3 Star - Electrical Services | Detectors etc | Circuit - Renewals | NO | 64.0559 | Smoke/Heat Detector:Isolate/reconnect supply, renew 1.5mm2 twin, three or four core with earth continuity in mini-trunking or rigid PVC/steel conduit to detector and vibrating pad outlet point, test. | Smoke/Heat Detector:Isolate supply, strip out, clear away and renew 1.5mm2 twin, three or four core with earth continuity cable, with cable run in mini trunking or rigid PVC or steel conduit to disabled smoke detector and vibrating pad outlet point, make all necessary connections, reconnect electricity supply, undertake electrical tests, provide certificate, make good on completion and remove waste and debris. | 64.0559
EE090501 |  | U | HEAT DETECTOR:INSTALL |  | 3 Star - Electrical Services | Detectors etc | Heat Detectors | NO | 112.6212 | Heat Detector:Isolate/reconnect supply, supply and install mains operated rate of rise or fixed temperature heat detector, make connections, junction box, test, make good. | Heat Detector:Isolate, supply and install mains operated rate of rise or fixed temperature heat detector interlinked with any existing detectors including make all necessary connections to supply including junction box, reconnect, test and make good on completion and remove waste and debris. | 112.6212
EE090503 |  | U | HEAT DETECTOR:INSTALL WIRELESS |  | 3 Star - Electrical Services | Detectors etc | Heat Detectors | NO | 128.8823 | Heat Detector:Install wireless heat detector, fixed temperature fast response thermistor type sensor, test button, transmitter and receiver, built in auto self test, 9v battery, test and make good. | Heat Detector:Install wireless heat detector, fixed temperature fast response thermistor type sensor, range 58oC +/- 4oC, built in test button, radio transmitter and receiver, built in auto self test, 9v battery, low battery warning to BS EN 14604:2005, indicator, wirelessly interlinked with any existing detectors, test and make good on completion, remove waste and debris. | 128.8823
EE090505 | New v8 | R | HEAT DETECTOR:INSTALL GRADE D1 TYPE |  | 3 Star - Electrical Services | Detectors etc | Heat Detectors | NO | 63.7742 | Heat Detector:Isolate, supply and install Aico Ei3014 heat alarm, mains powered, 10 year battery, data extraction facility, test, make good, remove waste and debris. | Heat Detector:Isolate, supply and install Aico Ei3014 or other equal and approved grade D1 heat alarm, Class A1 thermistor type sensor, kitemarked to BS5446-2:2003 and supplied with easy fitting type base plate, connecting without a flying lead or cable harness, mains powered with tamper proof 10 year lithium rechargeable cell backup supply and data extraction facility via audio link to a smartphone app, test and make good on completion, remove waste and debris. | 63.7742
EE090507 | New v8 | R | HEAT DETECTOR:RENEW DETECTOR NO BASE (FT) |  | 3 Star - Electrical Services | Detectors etc | Heat Detectors | NO | 65.4136 | Fire Alarm:Renew mains operated fixed temperature heat detector, make all connections to existing junction box, reconnect, test and make good on completion, and remove waste and debris. | Fire Alarm:Renew mains operated fixed temperature heat detector including make all necessary connections to existing junction box, reconnect, test and make good on completion, and remove waste and debris. | 65.4136
EE090509 | New v8 | R | HEAT DETECTOR:RENEW DETECTOR NO BASE (ROR) |  | 3 Star - Electrical Services | Detectors etc | Heat Detectors | NO | 65.4136 | Fire Alarm:Renew mains operated rate of rise heat detector including make all necessary connections to existing junction box, reconnect, test and make good on completion, and remove waste and debris. | Fire Alarm:Renew mains operated rate of rise heat detector including make all necessary connections to existing junction box, reconnect, test and make good on completion, and remove waste and debris. | 65.4136
EE090511 | New v8 | R | HEAT DETECTOR:RENEW |  | 3 Star - Electrical Services | Detectors etc | Heat Detectors | NO | 71.8097 | Heat Detector:Isolate, renew mains operated rate of rise or fixed temperature heat detector, all necessary connections to supply with junction box, reconnect, test, make good, remove waste and debris. | Heat Detector:Isolate, renew mains operated rate of rise or fixed temperature heat detector interlinked with any existing detectors, including make all necessary connections to supply including junction box, reconnect, test and make good on completion and remove waste and debris. | 71.8097
EE090551 | New v8 | R | HEAT DETECTOR:SERVICE AND OVERHAUL HARD WIRE |  | 3 Star - Electrical Services | Detectors etc | Heat Detectors | NO | 24.6642 | Heat Detector:Undertake annual service and overhaul hard wired heat detector, isolate/reconnect supply, vacuum through vents, test, renew battery, remove waste and debris (rate per dwelling). | Heat Detector:Undertake annual service and overhaul any type of hard wired heat detector, switch power off, vacuum through vents, switch power on, test, all work to be carried in strict conformity to the manufacturers technical data sheet, renew battery as necessary and leave in working order and remove waste and debris (rate per dwelling). | 24.6642
EE090601 |  | U | CARBON MONOXIDE DETECTOR:INSTALL MAINS OPERATED |  | 3 Star - Electrical Services | Detectors etc | Carbon Monoxide Detectors | NO | 122.8353 | Carbon Monoxide Detector:Isolate, supply and install mains operated carbon monoxide detector including make all necessary connections to supply and make good on completion and remove waste and debris. | Carbon Monoxide Detector:Isolate, supply and install mains operated carbon monoxide detector including make all necessary connections to supply and make good on completion and remove waste and debris. | 122.8353
EE090603 |  | U | CARBON MONOXIDE DETECTOR:INSTALL BATTERY TYPE |  | 3 Star - Electrical Services | Detectors etc | Carbon Monoxide Detectors | NO | 43.2699 | Carbon Monoxide Detector:Supply and install battery operated carbon monoxide detector to BS7860 AICO E1205A or equal and approved, fixed as the manufacturers technical data sheet, test, make good. | Carbon Monoxide Detector:Supply and install battery operated carbon monoxide detector to BS7860 AICO E1205A or equal and approved including fix to structure in accordance with the manufacturers technical data sheet, test and make good on completion and remove waste and debris. | 43.2699
EE090605 |  | U | CARBON MONOXIDE DETECTOR:SERVICE OVERHAUL WIRED |  | 3 Star - Electrical Services | Detectors etc | Carbon Monoxide Detectors | NO | 24.6642 | Carbon Monoxide Detector:Undertake annual service and overhaul any type of hard wired carbon monoxide detector, vacuum through vents, test, renew battery as necessary (rate per dwelling). | Carbon Monoxide Detector:Undertake annual service and overhaul any type of hard wired carbon monoxide detector, switch power off, vacuum through vents, switch power on, test, all work to be carried in strict conformity to the manufacturers technical data sheet, renew battery as necessary and leave in working order and remove waste and debris (rate per dwelling). | 24.6642
EE090607 |  | U | CARBON MONOXIDE DETECTOR:INSTALL WIRELESS |  | 3 Star - Electrical Services | Detectors etc | Carbon Monoxide Detectors | NO | 128.4026 | Carbon Monoxide Detector:Install wireless carbon monoxide detector, with sealed lithium battery, electrochemical sensor, test/hush button, indicators, interconnectivity, test, make good. | Carbon Monoxide Detector:Install wireless carbon monoxide detector, with sealed lithium battery, electrochemical sensor, test/hush button, end of life indicator, power, alarm and fault indicators, interconnectivity, to BS EN 50291:2010, test and make good on completion, remove waste and debris. | 128.4026
EE090613 | New v8 | R | CARBON MONOXIDE DETECTOR:INSTALL BATTERY SMARTLINK |  | 3 Star - Electrical Services | Detectors etc | Carbon Monoxide Detectors | NO | 137.099 | Carbon Monoxide Detector:Isolate, supply, install AICO Ei208WRF 10 year battery powered smart link RF single sensor carbon monoxide (CO) alarm, data extraction facility, test, make good, remove waste | Carbon Monoxide Detector:Isolate, supply and install AICO Ei208WRF or other equal and approved battery powered smart link RF single sensor carbon monoxide (CO) alarm, electrochemical type 10 year life sensor, kitemarked to BSEN50291-1+A1:2012 with built in RF module, multi path, multi level repeater mesh architecture and mounting plate, powered with tamper proof 10 year lithium battery and complete with data extraction facility via audio link to a smartphone app, make good on completion and remove waste and debris | 137.099
EE090701 |  | U | GAS DETECTOR:INSTALL |  | 3 Star - Electrical Services | Detectors etc | Gas Detectors | NO | 183.1102 | Gas Detector:Isolate, supply and install mains operated gas detector including make all necessary connections to supply including junction box, reconnect, test and make good on completion. | Gas Detector:Isolate, supply and install mains operated gas detector including make all necessary connections to supply including junction box, reconnect, test and make good on completion and remove waste and debris. | 183.1102
EE090703 |  | U | GAS DETECTOR:INSTALL WIRELESS |  | 3 Star - Electrical Services | Detectors etc | Gas Detectors | NO | 174.1173 | Gas Detector:Install wireless natural gas detector complete with self cleaning sensor, self test button, mute button, internal buzzer, internal battery, test and make good. | Gas Detector:Install wireless natural gas detector complete with self cleaning sensor, self test button, mute button, internal buzzer, internal battery, test and make good on completion and remove waste and debris. | 174.1173
EE090751 | New v8 | R | MULTI SENSOR DETECTOR:INSTALL GRADE D1 TYPE |  | 3 Star - Electrical Services | Detectors etc | Multi-Sensor Detectors | NO | 149.1203 | Multi Sensor Detector:Isolate, supply and install Aico Ei3024 multi sensor mains fire alarm, optical sensor type, 10 year battery, data extraction facility, test, make good, remove waste and debris. | Multi Sensor Detector:Isolate, supply and install Aico Ei3024 or other equal and approved grade D1 multi sensor fire alarm, optical sensor type with automatic dust compensation and insect resistant fine mesh screen , kitemarked to BSEN14604:2005 and Class A1 thermistor type sensor, kitemarked to BS5446-2:2003, and supplied with easy fitting type base plate, connecting without a flying lead or cable harness, mains powered with tamper proof 10 year lithium rechargeable cell backup supply and data extraction facility via audio link to a smartphone app, test and make good on completion, remove waste and debris. | 149.1203
EE090753 | New v8 | R | MULTI SENSOR:INSTALL CARBON MONOXIDE TYPE |  | 3 Star - Electrical Services | Detectors etc | Multi-Sensor Detectors | NO | 149.1203 | Multi Sensor + CO Detector:Isolate, supply, install Aico Ei3028 multi sensor fire and carbon monoxide (CO) mains alarm, 10 year battery, data extraction facility, test,make good, remove waste, debris | Multi Sensor + CO Detector:Isolate, supply and install Aico Ei3028 or other equal and approved grade D1 multi sensor fire and carbon monoxide (CO) alarm, Class A1 thermistor type sensor, kitemarked to BS5446-2:2003 and electrochemical type 10 year life CO sensor, and supplied with easy fitting type base plate, connecting without a flying lead or cable harness, mains powered with tamper proof 10 year lithium rechargeable cell backup supply and data extraction facility via audio link to a smartphone app, test and make good on completion, remove waste and debris. | 149.1203
EE090754 | New v8 | R | MULTI SENSOR:INSTALL DETECTOR + STROBE SOUNDER |  | 3 Star - Electrical Services | Detectors etc | Multi-Sensor Detectors | NO | 200.4882 | Multi Sensor Detector: Isolate, renew or supply and install multi-sensor smoke and heat detector, strobe, sounder, base, 10m wiring and containment, to non domestic fire alarm installation, make good | Multi Sensor Detector: Isolate, disconnect and remove existing, and renew or supply and install combined optical smoke detector with heat sensor, strobe, sounder, and base with loop isolator, including make all necessary connections to non domestic fire alarm installation, (allow for 10m of ne 2.5mm2 FO200 golf fire resistant cable and any necessary containment), reconnect, test and make good on completion and remove waste and debris. | 200.4882
EE090755 | New v8 | R | MULTI SENSOR:INSTALL DETECTOR WITH STROBE |  | 3 Star - Electrical Services | Detectors etc | Multi-Sensor Detectors | NO | 194.2872 | Multi Sensor Detector: Isolate, renew or supply and install multi-sensor smoke and heat detector, strobe, base, 10m wiring and containment, to non domestic fire alarm installation, make good | Multi Sensor Detector: Isolate, disconnect and remove existing, and renew or supply and install combined optical smoke detector with heat sensor, strobe, and base with loop isolator, including make all necessary connections to non-domestic fire alarm installation, (allow for 10m of ne 2.5mm2 FP200 gold fire resistant cable and any necessary containment), reconnect, test and make good on completion and remove waste and debris. | 194.2872
EE090756 | New v8 | R | MULTI SENSOR:INSTL WITH SOUNDER RADIO LINK BASE |  | 3 Star - Electrical Services | Detectors etc | Multi-Sensor Detectors | NO | 240.3267 | Multi Sensor Detector: Isolate, renew or supply and install multi sensor detector, sounder, radio link base, 10 year battery, to fire alarm installation within dwelling, 10m wiring and containment | Multi Sensor Detector: Isolate, disconnect and remove existing, and renew or supply and install combined optical smoke detector with heat sensor and reset button, sounder, with radio link base with loop isolator and 10 year lithium battery backup, including make all necessary connections to fire alarm installation within dwelling, (allow for 10m of ne 2.5mm2 LSF two core and earth cable and any necessary containment), reconnect, test and make good on completion and remove waste and debris. | 240.3267
EE090757 | New v8 | R | MULTI SENSOR:INSTALL WITH STROBE RADIO LINK BASE |  | 3 Star - Electrical Services | Detectors etc | Multi-Sensor Detectors | NO | 320.5653 | Multi Sensor Detector: Isolate, renew or supply and install multi sensor detector, strobe, radio link base, 10 year battery, to fire alarm installation within dwelling, 10m wiring and containment | Multi Sensor Detector: Isolate, disconnect and remove existing, and renew or supply and install combined optical smoke detector with heat sensor with reset button, strobe, with radio link base with loop isolator and 10 year lithium battery backup, including make all necessary connections to fire alarm installation within dwelling, (allow for 10m of ne 2.5mm2 LSF two core and earth cable and any necessary containment), reconnect, test and make good on completion and remove waste and debris. | 320.5653
EE090758 | New v8 | R | MULTI SENSOR:INSTALL DETECTOR WITH SOUNDER |  | 3 Star - Electrical Services | Detectors etc | Multi-Sensor Detectors | NO | 216.7727 | Multi Sensor Detector:Isolate, renew or supply and install combined optical smoke detector/heat sensor with base, connections to existing fire alarm system, test, make good, remove waste and debris | Multi Sensor Detector:Isolate, disconnect and remove existing and renew or supply and install combined optical smoke detector and heat sensor and base with loop isolator, including make all necessary connections to existing non domestic fire alarm installation, test and make good on completion and remove waste and debris. | 216.7727
EE090761 | New v8 | R | RF ALARM CONTROLLER:INSTALL BATTERY POWERED |  | 3 Star - Electrical Services | Detectors etc | Radio Link Equipment | NO | 107.326 | RF Alarm Controller:Supply, install Aico Ei450 10 year battery powered radio link RF alarm controller single button multi functions, wireless interconnection, test, make good, remove waste and debris | RF Alarm Controller:Supply and install Aico Ei450 or other equal and approved battery powered radio link RF alarm controller, with single button control with Test, Locate, Silence and Memory functions and wireless interconnection via built in radio frequency multi path, multi -level repeater mesh architecture, and visual LED indication of Fire.CO/End of life, powered by tamper proof 10 year lithium battery and CE certified to (RF) EN 300 220-3 and EN 301 489-3 (EMC), test and make good on completion, remove waste and debris. | 107.326
EE090762 | New v8 | R | RF STROBE AND VIBRATING PAD:INSTALL MAINS POWERED |  | 3 Star - Electrical Services | Detectors etc | Radio Link Equipment | NO | 219.3067 | RF Strobe and Vibrating Pad:Supply, install Aico Ei170RF mains powered radio link RF strobe and vibrating pad, control box, indicator LED’s, 10 year battery, test, make good, remove waste and debris. | RF Strobe and Vibrating Pad:Supply and install Aico Ei170RF or other equal and approved mains powered radio link RF strobe and vibrating pad, with radio link control box with integral high intensity wide angle Xenon strobe (flash rate 0.8Hz) and plug in vibrating pad, complete with built in radio frequency multi-path, multi-level repeater mesh architecture, and Blue, Amber, Green and Red indicator LEDs, tamper proof 10 year lithium rechargeable cell backup supply, test and make good on completion, remove waste and debris. | 219.3067
EE090763 | New v8 | R | RF RELAY MODULE:INSTALL MAINS POWERED |  | 3 Star - Electrical Services | Detectors etc | Radio Link Equipment | NO | 138.1457 | RF Relay Module:Supply and install Aico Ei428 mains powered radio link RF relay module for remote siting, indicator LED’s, 10 year battery, test, make good, remove waste and debris. | RF Relay Module:Supply and install Aico Ei428 or other equal and approved mains powered radio link RF relay module to activate external devices on receipt of radio link signal from an interconnected alarm, complete with Volt free contacts (NO & NC) rated up to 240v/5A and cover plate for remote siting, with built in radio frequency multi-path, multi-level repeater mesh architecture, and Blue, Amber, Green and Red indicator LEDs, tamper proof 10 year lithium rechargeable cell backup supply, test and make good on completion, remove waste and debris. | 138.1457
EE090771 | New v8 | R | RF SMART LINK MODULE:INSTALL MAINS POWERED |  | 3 Star - Electrical Services | Detectors etc | Smart Link Equipment | NO | 124.9949 | RF Smart Link Module:Supply and install Aico Ei3000MRF mains powered smart link RF module, remote data extraction, indicator LED’s, 10 year battery, test, make good, remove waste and debris. | RF Smart Link Module:Supply and install Aico Ei3000MRF or other equal and approved mains powered smart link RF module, plug in fit to compatible alarms enabling wireless interconnection, remote data extraction and real time notification of alerts and events via smart link to a gateway and portal, with built in radio frequency multi-path, multi-level repeater mesh architecture, enhanced self-monitoring and learn entry function, Blue, Green and Red indicator LEDs, tamper proof 10 year lithium rechargeable cell backup supply from alarm, test and make good on completion, remove waste and debris. | 124.9949
EE090773 | New v8 | R | SMART LINK GATEWAY:INSTALL MAINS POWERED |  | 3 Star - Electrical Services | Detectors etc | Smart Link Equipment | NO | 229.9439 | Smart Link Gateway:Supply and install Aico Ei1000G mains powered smart link gateway with built in Smart Link technology, 10 year battery, test, make good, remove waste and debris. | Smart Link Gateway:Supply and install Aico Ei1000G or other equal and approved mains powered smart link gateway, cellular connection via built in quad band GPRS modem with GSM roaming SIM and AES 128 encryption, SIM protection and regular heartbeat message to ensure internet connectivity, built in Smart Link radio frequency multi-path, multi-level repeater mesh architecture, enhanced self-monitoring, capable of sending real time Fire and /or CO notifications and tampering alerts via SMS and email, tamper proof 10 year lithium rechargeable cell backup capable of powering unit for 72 hours in absence of mains power, test and make good on completion, remove waste and debris. | 229.9439
EE090781 | New v8 | R | RELAY MODULE:INSTALL MAINS POWERED |  | 3 Star - Electrical Services | Detectors etc | Mains Powered Equipment | NO | 138.1457 | Relay Module:Supply, install Aico Ei128RBU mains powered relay module to activate external devices on receipt of interconnected alarm signal, 10 year battery, test, make good, remove waste and debris | Relay Module:Supply and install Aico Ei128RBU or other equal and approved mains powered relay module to activate external devices on receipt of hard wired signal from an interconnected alarm, complete with Volt free contacts (NO & NC) rated up to 240v/5A and cover plate for remote siting, tamper proof 10 year lithium rechargeable cell backup supply from alarm, test and make good on completion, remove waste and debris. | 138.1457
EE090783 | New v8 | R | ALARM CONTROLLER:INSTALL MAINS POWERED |  | 3 Star - Electrical Services | Detectors etc | Mains Powered Equipment | NO | 107.9246 | Alarm Controller:Supply and install Aico Ei1529RC mains powered alarm controller complete with three button function control, test and make good on completion, remove waste and debris. | Alarm Controller:Supply and install Aico Ei1529RC or other equal and approved mains powered alarm controller connected to alarm system via hard wired interconnection, external devices on receipt of hard wired signal from an interconnected alarm, complete with three button control with Test, Locate and Silence functions, locate and Silence buttons to be red and Test button to be white, test and make good on completion, remove waste and debris. | 107.9246
EE110203 |  | U | WATER HEATER:SUPPLY TEMPORARY [RATE PER WEEK] |  | 3 Star - Electrical Services | Electrical Sundry Works | Temporary Facilities | WK | 64.9473 | Water Heater:Supply, maintain and remove on completion a temporary electric water heater for a period of time specified by the Client Representative (per week). | Heater:Supply, maintain and remove on completion a temporary electric water heater for a period of time specified by the Client Representative (per week). | 64.9473
EE110211 |  | U | BABY BELLING COOKER:SUPPLY TEMPORARY |  | 3 Star - Electrical Services | Electrical Sundry Works | Temporary Facilities | WK | 25.1393 | Baby Belling Cooker:Supply, maintain and remove on completion a temporary electric baby belling cooker for period of time specified by the Client Representative including periodic emptying (per week). | Baby Belling Cooker:Supply, maintain and remove on completion a temporary electric baby belling cooker for a period of time specified by the Client Representative, including periodic emptying (per week). | 25.1393
EE120103 |  | U | EARTH:RENEW MAIN EQUIPOTENTIAL BONDING |  | 3 Star - Electrical Services | Electrical Sundry Works | Earthing - Central Heating Equipment | IT | 27.5788 | Earth:Disconnect, strip out, clear away and renew earthing cable of suitable size, clamps and accessories from main switch gear and consumer units to incoming water, gas or electric supply (per item). | Earth:Disconnect, strip out, clear away and renew earthing cable of suitable size, clamps and accessories from main switch gear and consumer units to incoming water, gas or electric supply and remove waste and debris. (per item). | 27.5788
EE120111 |  | U | EARTH:SUPPLEMENTARY EQUIPOTENTIAL BONDING ANY ITEM |  | 3 Star - Electrical Services | Electrical Sundry Works | Earthing - Central Heating Equipment | IT | 15.6903 | Earth:Supplemental equipotential bonding to any isolated metal item or pipe to the nearest earth point in accordance with current regulations with cable, clips and tags and remove waste and debris. | Earth:Supplemental equipotential bonding to any isolated metal item or pipe to the nearest earth point in accordance with current regulations with cable, clips and tags and remove waste and debris. | 15.6903
EE120113 |  | U | EARTH:INSTALL 16MM CABLE AND EARTH BLOCK |  | 3 Star - Electrical Services | Electrical Sundry Works | Earthing - Central Heating Equipment | LM | 8.4536 | Earth:Install 16mm PVC insulated single core earthing cable, connect to Electricity Companies earth point, terminate with and including earth block multi-connector and remove waste and debris. | Earth:Install 16mm PVC insulated single core earthing cable, connect to Electricity Companies earth point, terminate with and including earth block multi-connector and remove waste and debris. | 8.4536
EE120115 |  | U | EARTH:RECONNECT EARTH BOND |  | 3 Star - Electrical Services | Electrical Sundry Works | Earthing - Central Heating Equipment | IT | 7.2602 | Earth:Reconnect loose or detached earth bond, renew any missing components or earth tags to effect bond in accordance with current regulations. | Earth:Reconnect loose or detached earth bond, renew any missing components or earth tags to effect bond in accordance with current regulations. | 7.2602
EE813006 | New v8 | R | HEATER:RENEW ANY PARTS TO STORAGE [PER HEATER] |  | Electrical Heating | Space Point and Water Heating Appliances | Storage Heaters - Repairs | IT | 72.573 | Heater:Isolate supply, disconnect, clear away and renew all necessary parts to any size storage heater dismantle and reassemble storage heater and access covers, set or reset thermostat, tests. | Heater:Isolate supply, disconnect, clear away and renew necessary parts to any size storage heater including thermalink, thermostat, control knob, microtherm panel, porcelain block, cutout, lower harness, upper harness, wiring loom including dismantle and reassemble storage heater and access covers, set or reset thermostat, reconnect electricity supply, electrical tests and leave in working order and remove waste and debris. | 72.573
EE813019 | New v8 | R | HEATER:RESITE AND RECONNECT |  | Electrical Heating | Space Point and Water Heating Appliances | Storage Heaters - Repairs | NO | 32.5192 | Heater:Isolate supply, disconnect and resite storage heater, including dismantle and reassemble move to new site, secure to wall, and make all connections, reconnect, tests. | Heater:Isolate supply, disconnect and resite night storage heater, including dismantle and reassemble, move to new site, secure to wall and make all connections, reconnect electricity supply, electrical tests and leave in working order and remove waste and debris. | 32.5192
EE813021 | New v8 | R | HEATER:DISCONNECT AND REMOVE |  | Electrical Heating | Space Point and Water Heating Appliances | Storage Heaters - Repairs | NO | 27.5782 | Heater:Isolate supply, disconnect and remove to secure store for subsequent reuse any night storage heater and make safe existing supply. | Heater:Isolate supply, disconnect and remove to secure store for subsequent reuse any night storage heater and make safe existing supply. | 27.5782
EE813035 | New v8 | R | THERMOSTAT:RENEW ROOM TYPE TO ELECTRIC HEATING |  | Electrical Heating | Space Point and Water Heating Appliances | Storage Heaters - Repairs | NO | 29.1719 | Thermostat:Isolate supply, disconnect, clear away and renew high limit room thermostat, including make all connections and leave in working order. | Thermostat:Isolate supply, disconnect, clear away and renew high limit room thermostat, including make all connections and leave in working order and remove waste and debris. | 29.1719
EE813039 | New v8 | R | HEATER:SERVICE ANY TYPE OF STORAGE HEATER |  | Electrical Heating | Space Point and Water Heating Appliances | Storage Heaters - Repairs | NO | 24.7055 | Heater:Attend property and carry out service to any type of electric storage heater including provision of minor parts as necessary, test and leave in working order and remove waste and debris. | Heater:Attend property and carry out service to any type of electric storage heater including provision of minor parts as necessary, test and leave in working order and remove waste and debris. | 24.7055
EE814001 | New v8 | R | HEATER:RENEW NE 0.75KW SPACE HEATER |  | Electrical Heating | Space Point and Water Heating Appliances | Space Heaters | NO | 182.5902 | Heater:Isolate/reconnect supply, renew with ne 0.75 kW low carbon high efficient energy cell space heater, make all connections, fixing securely to wall, electrical tests and leave in working order. | Heater:Isolate supply, disconnect existing, clear away and renew ne 0.75kW low carbon high efficient electric energy cell space heater, make all connections, including fixing securely to wall, electrical tests and leave in working order and remove waste and debris. | 182.5902
EE814003 | New v8 | R | HEATER:RENEW NE 1.0KW SPACE TO BATHROOM |  | Electrical Heating | Space Point and Water Heating Appliances | Space Heaters | NO | 187.083 | Heater:Isolate/reconnect supply, renew with ne 1.00 kW low carbon high efficient energy cell space heater, make all connections, fixing securely to wall, electrical tests and leave in working order. | Heater:Isolate supply, disconnect existing, clear away and renew ne 1.0kW low carbon high efficient electric energy cell space heater, make all connections, including fixing securely to wall, electrical tests and leave in working order and remove waste and debris. | 187.083
EE814005 | New v8 | R | HEATER:RENEW NE 1.25KW SPACE HEATER |  | Electrical Heating | Space Point and Water Heating Appliances | Space Heaters | NO | 196.2909 | Heater:Isolate/reconnect supply, renew with ne 1.25 kW low carbon high efficient energy cell space heater, make all connections, fixing securely to wall, electrical tests and leave in working order. | Heater:Isolate supply, disconnect existing, clear away and renew ne 1.25kW low carbon high efficient electric energy cell space heater, make all connections, including fixing securely to wall, electrical tests and leave in working order and remove waste and debris. | 196.2909
EE814007 | New v8 | R | HEATER:RENEW NE 1.5KW SPACE HEATER |  | Electrical Heating | Space Point and Water Heating Appliances | Space Heaters | NO | 208.5642 | Heater:Isolate/reconnect supply, renew with ne 1.50 kW low carbon high efficient energy cell space heater, make all connections, fixing securely to wall, electrical tests and leave in working order. | Heater:Isolate supply, disconnect existing, clear away and renew ne 1.5kW low carbon high efficient electric energy cell space heater, make all connections, including fixing securely to wall, electrical tests and leave in working order and remove waste and debris. | 208.5642
EE814051 | New v8 | R | PROGRAMMABLE HEATER:RENEW 0.50KW LOT 20 HEATER |  | Electrical Heating | Space Point and Water Heating Appliances | Programmable Space Heaters | NO | 696.3021 | Heater:Isolate supply, renew with 0.50kW low carbon high efficient/retention Lot 20 compliant energy cell space heater, make connections, fix securely, electrical tests and leave in working order. | Heater:Isolate supply, disconnect existing, clear away and renew 0.50kW low carbon high efficient high retention, 7 day programmable with intelligent monitor Lot 20 compliant electric energy cell space heater, make all connections, including fixing securely to wall, electrical tests and leave in working order and remove waste and debris. | 696.3021
EE814053 | New v8 | R | PROGRAMMABLE HEATER:RENEW 0.75KW LOT 20 HEATER |  | Electrical Heating | Space Point and Water Heating Appliances | Programmable Space Heaters | NO | 784.1223 | Heater:Isolate supply, renew with 0.75kW low carbon high efficient/retention Lot 20 compliant energy cell space heater, make connections, fix securely, electrical tests and leave in working order. | Heater:Isolate supply, disconnect existing, clear away and renew 0.75kW low carbon high efficient high retention, 7 day programmable with intelligent monitor Lot 20 compliant electric energy cell space heater, make all connections, including fixing securely to wall, electrical tests and leave in working order and remove waste and debris. | 784.1223
EE814055 | New v8 | R | PROGRAMMABLE HEATER:RENEW 1.00KW LOT 20 HEATER |  | Electrical Heating | Space Point and Water Heating Appliances | Programmable Space Heaters | NO | 837.4743 | Heater:Isolate supply, renew with 1.00kW low carbon high efficient/retention Lot 20 compliant energy cell space heater, make connections, fix securely, electrical tests and leave in working order. | Heater:Isolate supply, disconnect existing, clear away and renew ne 1.00kW low carbon high efficient high retention, 7 day programmable with intelligent monitor Lot 20 compliant electric energy cell space heater, make all connections, including fixing securely to wall, electrical tests and leave in working order and remove waste and debris. | 837.4743
EE814057 | New v8 | R | PROGRAMMABLE HEATER:RENEW 1.25KW LOT 20 HEATER |  | Electrical Heating | Space Point and Water Heating Appliances | Programmable Space Heaters | NO | 867.3093 | Heater:Isolate supply, renew with 1.25kW low carbon high efficient/retention Lot 20 compliant energy cell space heater, make connections, fix securely, electrical tests and leave in working order. | Heater:Isolate supply, disconnect existing, clear away and renew 1.25kW low carbon high efficient high retention, 7 day programmable with intelligent monitor Lot 20 compliant electric energy cell space heater, make all connections, including fixing securely to wall, electrical tests and leave in working order and remove waste and debris. | 867.3093
EE814059 | New v8 | R | PROGRAMMABLE HEATER:RENEW 1.50KW LOT 20 HEATER |  | Electrical Heating | Space Point and Water Heating Appliances | Programmable Space Heaters | NO | 909.6282 | Heater:Isolate supply, renew with 1.50kW low carbon high efficient/retention Lot 20 compliant energy cell space heater, make connections, fix securely, electrical tests and leave in working order. | Heater:Isolate supply, disconnect existing, clear away and renew 1.50kW low carbon high efficient high retention, 7 day programmable with intelligent monitor Lot 20 compliant electric energy cell space heater, make all connections, including fixing securely to wall, electrical tests and leave in working order and remove waste and debris. | 909.6282
EE814101 | New v8 | R | HEATING:RENEW NE 4 SPUR OUTLETS GROUND FLOOR |  | Electrical Heating | Space Point and Water Heating Appliances | Final Circuits - Space Heaters | NO | 354.4147 | Heating:Isolate/reconnect supply, renew ring main circuit to ground floor with ne 4 No. 13 amp spur outlets, mini-trunking or rigid PVC conduit, tests, provide certificate, make good. | Heating:Isolate supply, strip out, clear away and renew ring main circuit to ground floor of dwelling with ne 4 No. 13 amp spur outlets including install mini trunking or rigid PVC conduit chased into wall etc., reconnect electricity supply, undertake electrical tests, provide certificate, make good on completion and remove waste and debris. | 354.4147
EE814103 | New v8 | R | HEATING:RENEW 5-6 SPUR OUTLETS GROUND FLOOR |  | Electrical Heating | Space Point and Water Heating Appliances | Final Circuits - Space Heaters | NO | 396.5908 | Heating:Isolate/reconnect supply, renew ring main circuit to ground floor with over 4 and ne 6 No. 13 amp spur outlets, mini-trunking or rigid PVC conduit, tests, provide certificate, make good. | Heating:Isolate supply, strip out, clear away and renew ring main circuit to ground floor of dwelling with over 4 and ne 6 No. 13 amp spur outlets including install mini trunking or rigid PVC conduit chased into wall etc., reconnect electricity supply, undertake electrical tests, provide certificate, make good on completion and remove waste and debris. | 396.5908
EE814105 | New v8 | R | HEATING:RENEW NE 4 SPUR OUTLETS UPPER FLOOR |  | Electrical Heating | Space Point and Water Heating Appliances | Final Circuits - Space Heaters | NO | 308.4233 | Heating:Isolate/reconnect supply, renew ring main circuit to upper floor with ne 4 No. 13 amp spur outlets, mini-trunking or rigid PVC conduit, tests, provide certificate, make good. | Heating:Isolate supply, strip out, clear away and renew ring main circuit to upper floor of dwelling with ne 4 No. 13 amp spur outlets including install mini trunking or rigid PVC conduit chased into wall etc., reconnect electricity supply, undertake electrical tests, provide certificate, make good on completion and remove waste and debris. | 308.4233
EE814107 | New v8 | R | HEATING:RENEW 5-6 SPUR OUTLETS UPPER FLOOR |  | Electrical Heating | Space Point and Water Heating Appliances | Final Circuits - Space Heaters | NO | 343.2868 | Heating:Isolate/reconnect supply, renew ring main circuit to upper floor with over 4 and ne 6 No. 13 amp spur outlets, mini-trunking or rigid PVC conduit, tests, provide certificate, make good. | Heating:Isolate supply, strip out, clear away and renew ring main circuit to upper floor of dwelling with over 4 and ne 6 No. 13 amp spur outlets including install mini trunking or rigid PVC conduit chased into wall etc., reconnect electricity supply, undertake electrical tests, provide certificate, make good on completion and remove waste and debris. | 343.2868
EE815001 | New v8 | R | FIRE:RENEW NE 2.5KW RADIANT FIRE |  | Electrical Heating | Space Point and Water Heating Appliances | Radiant and Convector Heaters | NO | 185.654 | Fire:Isolate supply, disconnect, clear away and renew with ne 2.5 kilowatt focalpoint radiant fire, make all connections into spur box reconnect electricity, tests and leave in working order. | Fire:Isolate supply, disconnect, clear away and renew with ne 2.5kW focal point radiant fire, make all necessary connections into spur box, reconnect electricity supply, electrical tests and leave in working order and remove waste and debris. | 185.654
EE815003 | New v8 | R | FIRE:INSTALL NE 2.5KW RADIANT FOCAL FIRE |  | Electrical Heating | Space Point and Water Heating Appliances | Radiant and Convector Heaters | NO | 275.6139 | Fire:Isolate/reconnect supply, install ne 2.5 kilowatt focal point radiant fire and surround, spur box, electrical tests and leave in working order. | Fire:Isolate supply, install ne 2.5 kW focal point radiant fire and surround, including provision of spur circuit including mini-trunking or rigid PVC conduit chased in wall etc, double pole switch spur outlet and all adjustments to pipework and electrical supply as necessary, fill, test and undertake tests, provide certificate, make good to all finishes, and remove waste and debris, reconnect electrics, tests and leave in working order. | 275.6139
EE815005 | New v8 | R | FIRE:INSTALL NE 3.0KW INSET FOCAL FAN HEATER |  | Electrical Heating | Space Point and Water Heating Appliances | Radiant and Convector Heaters | IT | 324.2976 | Fire:Isolate/reconnect supply, install approved ne 3.0 kW inset flame effect fan heater with surround, back and hearth, spur circuit, DP switch spur outlet, tests, certificate, make good. | Fire:Isolate supply, install approved ne 3.0kW inset flame effect fan heater complete with timber surround, back panel and hearth including provision of spur circuit including mini trunking or rigid PVC conduit chased in wall etc., double pole switch spur outlet and all adjustments to electrical supply as necessary, test and undertake tests, provide certificate, make good to all finishes and remove waste and debris, reconnect electrics, tests and leave in working order. | 324.2976
EE815006 | New v8 | R | FIRE:RENEW NE 1KW INFRA RED HEATER |  | Electrical Heating | Space Point and Water Heating Appliances | Radiant and Convector Heaters | NO | 92.171 | Fire:Isolate supply, disconnect, clear away and renew with ne 1 kilowatt infra red wall mounted heater with pull cord, fix to wall, make connections, reconnect electricity, tests. | Fire:Isolate supply, disconnect, clear away and renew with ne 1kW infrared wall mounted heater with pull cord, fix securely to wall, make all necessary connections into spur box, reconnect electrical tests and leave in working order and remove waste and debris. | 92.171
EE815007 | New v8 | R | FIRE:RENEW NE 2KW INFRA RED HEATER |  | Electrical Heating | Space Point and Water Heating Appliances | Radiant and Convector Heaters | NO | 99.425 | Fire:Isolate supply, disconnect, clear away and renew with ne 2kW infrared wall mounted heater with pull cord, fix to wall, make connections, reconnect electricity, tests. | Fire:Isolate supply, disconnect, clear away and renew with ne 2kW infrared wall mounted heater with pull cord, fix securely to wall, make all necessary connections into spur box, reconnect electrical tests and leave in working order and remove waste and debris. | 99.425
EE815009 | New v8 | R | HEATER:RENEW 2.5KW FAN CONVECTOR WITH TIMER |  | Electrical Heating | Space Point and Water Heating Appliances | Radiant and Convector Heaters | NO | 86.1923 | Heater:Isolate supply, disconnect, clear away and renew or install ne 2.5 kilowatt fan-assisted convector heater including 24 hour timer, fix to wall, make connections, reconnect, tests. | Heater:Isolate supply, disconnect, clear away and renew or install ne 2.5kW fan-assisted convector heater including 24hr timer, plugging and screwing securely to wall, make all necessary connections into spur box, reconnect electricity supply, electrical tests and leave in working order and remove waste and debris. | 86.1923
EE815011 | New v8 | R | HEATER:RENEW NE 1KW PANEL HEATER WITH TIMER |  | Electrical Heating | Space Point and Water Heating Appliances | Radiant and Convector Heaters | NO | 209.5454 | Heater:Isolate supply, disconnect, clear away and renew ne 1 kilowatt panel heater with 24hr timer fix to wall, make connections into spur box, reconnect electricity, tests. | Heater:Isolate supply, disconnect, clear away and renew ne 1kW panel heater with 24hr timer including plugging and screwing securely to wall, make all necessary connections into spur box, reconnect electricity supply, electrical tests and leave in working order and remove waste and debris. | 209.5454
EE815013 | New v8 | R | HEATER:RENEW NE 2KW PANEL HEATER WITH TIMER |  | Electrical Heating | Space Point and Water Heating Appliances | Radiant and Convector Heaters | NO | 228.9908 | Heater:Isolate supply, disconnect, clear away and renew ne 2 kilowatt panel heater with 24hr timer fix to wall, make connections into spur box, reconnect electricity, tests. | Heater:Isolate supply, disconnect, clear away and renew ne 2kW panel heater with 24hr timer including plugging and screwing securely to wall, make all necessary connections into spur box, reconnect electricity supply, electrical tests and leave in working order and remove waste and debris. | 228.9908
EE815015 | New v8 | R | HEATER:RENEW NE 3KW PANEL HEATER WITH TIMER |  | Electrical Heating | Space Point and Water Heating Appliances | Radiant and Convector Heaters | NO | 268.373 | Heater:Isolate supply, disconnect, clear away and renew ne 3 kilowatt panel heater with 24hr timer fix to wall, make connections into spur box, reconnect electricity, tests. | Heater:Isolate supply, disconnect, clear away and renew ne 3kW panel heater with 24hr timer including plugging and screwing securely to wall, make all necessary connections into spur box, reconnect electricity supply, electrical tests and leave in working order and remove waste and debris. | 268.373
EE815017 | New v8 | R | HEATER:RENEW 2KW WALL FAN HEATER WITH TIMER |  | Electrical Heating | Space Point and Water Heating Appliances | Radiant and Convector Heaters | NO | 84.4139 | Heater:Isolate supply, disconnect, clear away and renew or install ne 2 kilowatt wall mounted fan heater with 24hr timer, fix to wall, make connections, reconnect electricity, tests. | Heater:Isolate supply, disconnect, clear away and renew or install ne 2kW wall mounted fan heater with 24hr timer, including plugging and screwing to wall, make all necessary connections to spur box, reconnect electricity supply, electrical tests and leave in working order and remove waste and debris. | 84.4139
EE815061 | New v8 | R | FIRE:INSTALL WALL MOUNTED ELECTRIC FIRE |  | Electrical Heating | Space Point and Water Heating Appliances | Electric Fires and Surrounds | NO | 262.694 | Fire:Install wall mounted electric fire and all associated wiring, spur box, earthing, electrical tests, and leave in working order, make good, and remove waste and debris. | Fire:Install wall mounted electric fire and all associated wiring, spur box, earthing, electrical tests, and leave in working order, make good, and remove waste and debris. | 262.694
EE815063 | New v8 | R | FIRE:INSTALL WALL MOUNTED ELECTRIC FIRE + SURROUND |  | Electrical Heating | Space Point and Water Heating Appliances | Electric Fires and Surrounds | NO | 500.4731 | Fire:Install wall mounted electric fire and all associated wiring, surround, spur box, earthing, electrical tests, and leave in working order, make good, and remove waste and debris. | Fire:Install wall mounted electric fire and all associated wiring, surround, spur box, earthing, electrical tests, and leave in working order, make good, and remove waste and debris. | 500.4731
EE815065 | New v8 | R | FIRE:RENEW WALL MOUNTED ELECTRIC FIRE |  | Electrical Heating | Space Point and Water Heating Appliances | Electric Fires and Surrounds | NO | 205.6079 | Fire:Renew wall mounted electric fire, remove existing and install new fire and all associated wiring, spur box, earthing, electrical tests, leave in working order, make good, remove waste and debris. | Fire:Renew wall mounted electric fire, remove existing and install new fire and all associated wiring, spur box, earthing, electrical tests, and leave in working order, make good, and remove waste and debris. | 205.6079
EE815067 | New v8 | R | FIRE:RENEW WALL MOUNTED ELECTRIC FIRE AND SURROUND |  | Electrical Heating | Space Point and Water Heating Appliances | Electric Fires and Surrounds | NO | 443.387 | Fire:Renew wall mounted electric fire and surround, remove existing, install new fire with associated wiring, spur box, earthing, tests, leave in working order, make good, remove waste and debris. | Fire:Renew wall mounted electric fire and surround, remove existing and install new fire and all associated wiring, spur box, earthing, electrical tests, and leave in working order, make good, and remove waste and debris. | 443.387
EE817001 | New v8 | R | HEATER:RENEW RADIANT ELEMENT |  | Electrical Heating | Space Point and Water Heating Appliances | Radiant and Convector Heaters - Repairs | NO | 48.0353 | Heater:Isolate supply, disconnect, clear away and renew infra-red silica heater element to radiant heater, dismantle and reassemble any access covers, reconnect electricity supply, test. | Heater:Isolate supply, disconnect, clear away and renew infra-red silica heater element to radiant heater including dismantle and reassemble any access covers, reconnect electricity supply, test and leave in working order and remove waste and debris. | 48.0353
EE817003 | New v8 | R | HEATER:RENEW RADIANT REFLECTOR |  | Electrical Heating | Space Point and Water Heating Appliances | Radiant and Convector Heaters - Repairs | NO | 32.1467 | Heater:Isolate supply, disconnect, clear away and renew reflector panel, secure into place on radiant heater, dismantle and reassemble any access covers, reconnect electricity supply, test. | Heater:Isolate supply, disconnect, clear away and renew reflector panel, secure into place on radiant heater, including dismantle and reassemble any access covers, reconnect electricity supply, test and leave in working order and remove waste and debris. | 32.1467
EE817005 | New v8 | R | HEATER:RENEW DP SWITCH |  | Electrical Heating | Space Point and Water Heating Appliances | Radiant and Convector Heaters - Repairs | NO | 15.9243 | Heater:Isolate supply, disconnect, clear away and renew double pole control switch to heater, dismantle and reassemble any access covers, reconnect electricity supply, test. | Heater:Isolate supply, disconnect, clear away and renew double pole control switch to heater, including dismantle and reassemble any access covers, reconnect electricity supply, test and leave in working order and remove waste and debris. | 15.9243
EE817007 | New v8 | R | FIRE OR RADIANT HEATER:SERVICE ANY TYPE |  | Electrical Heating | Space Point and Water Heating Appliances | Radiant and Convector Heaters - Repairs | NO | 24.7055 | Fire or Radiant Heater:Attend property and carry out service to any type of electric fire or radiant heater including provision of minor parts as necessary, test and leave in working order. | Fire or Radiant Heater:Attend property and carry out service to any type of electric fire or radiant heater including provision of minor parts as necessary, test and leave in working order and remove waste and debris. | 24.7055
EE817009 | New v8 | R | FIRE:REPAIR WALL MOUNTED ELECTRIC FIRE |  | Electrical Heating | Space Point and Water Heating Appliances | Radiant and Convector Heaters - Repairs | NO | 49.411 | Fire:Undertake repairs to wall mounted electric fire, including any necessary parts, testing on completion, and remove waste and debris. | Fire:Undertake repairs to wall mounted electric fire, including any necessary parts, testing on completion, and remove waste and debris. | 49.411
EE817011 | New v8 | R | HEATER:SERVICE ANY TYPE OF PANEL HEATER |  | Electrical Heating | Space Point and Water Heating Appliances | Radiant and Convector Heaters - Repairs | NO | 23.243 | Heater:Attend property and carry out service to any type of electric panel heater including provision of minor parts as necessary, test and leave in working order. | Heater:Attend property and carry out service to any type of electric panel heater including provision of minor parts as necessary, test and leave in working working order and remove waste and debris. | 23.243
EE819001 | New v8 | R | TOWEL RAIL:RENEW NE 175 WATT ELECTRIC |  | Electrical Heating | Space Point and Water Heating Appliances | Electric Towel Rail | NO | 217.5365 | Towel Rail:Isolate supply, disconnect, clear away and renew towel rail ne 175 watt, free standing or wall mounted fix to wall make all connections into spur box, reconnect, tests and make good. | Towel Rail:Isolate supply, disconnect, clear away and renew towel rail ne 175 watt, free standing or wall mounted including plug and screw to wall in accordance with manufacturers technical data sheet, make all necessary connections into spur box, reconnect, electrical tests and leave in working order and remove waste and debris. | 217.5365
FS020401 | New v8 | R | SUSPENDED CEILINGS:INSPECT CEILING VOID |  | Fire Safety Works | Suspended Ceiling | Fire Barriers to Suspended Ceiling | SM | 30.9999 | Suspended Ceilings:Remove and set aside tiles, undertake inspection of void and structure for defects in fire protection etc, reinstate ceiling tiles and make good. | Suspended Ceilings:Remove and set aside tiles, undertake inspection of void and structure for defects in fire protection etc, reinstate ceiling tiles and make good. | 30.9999
FS020403 | New v8 | R | SUSPENDED CEILINGS:PROVIDE HALF HOUR FIRE BARRIER |  | Fire Safety Works | Suspended Ceiling | Fire Barriers to Suspended Ceiling | SM | 40.7682 | Suspended Ceilings:Renew or install 60mm foil faced Rockwool or other to form half hour fire barrier, as manufacturers recommendations, include for all cutting and making good. | Suspended Ceilings:Renew or install 60mm foil faced Rockwool or other to form half hour fire barrier, as manufacturers recommendations, include for all cutting and making good. | 40.7682
FS020405 | New v8 | R | SUSPENDED CEILINGS:PROVIDE ONE HOUR FIRE BARRIER |  | Fire Safety Works | Suspended Ceiling | Fire Barriers to Suspended Ceiling | SM | 57.5875 | Suspended Ceilings:Renew or install 2 layers of wire meshed 50mm Rockwool or other to form one hour fire barrier, as manufacturers recommendations, include for all cutting and making good. | Suspended Ceilings:Renew or install 2 layers of wire meshed 50mm Rockwool or other to form one hour fire barrier, as manufacturers recommendations, include for all cutting and making good. | 57.5875
FS020407 | New v8 | R | SUSPENDED CEILINGS:PROVIDE 1 1/2 HOUR FIRE BARRIER |  | Fire Safety Works | Suspended Ceiling | Fire Barriers to Suspended Ceiling | SM | 76.3245 | Suspended Ceilings:Renew or install 2 layers of wire meshed 50mm Rockwool or other to form one and a half hour fire barrier, as manufacturers recommendations, include for cutting and making good. | Suspended Ceilings:Renew or install 2 layers of wire meshed 50mm Rockwool or other to form one and a half hour fire barrier, as manufacturers recommendations, include for cutting and making good. | 76.3245
FS020409 | New v8 | R | SUSPENDED CEILINGS:PROVIDE TWO HOUR FIRE BARRIER |  | Fire Safety Works | Suspended Ceiling | Fire Barriers to Suspended Ceiling | SM | 93.7309 | Suspended Ceilings:Renew or install 2 layers of foil faced 50mm Rockwool or other to form 2 hour fire barrier, as manufacturers recommendations, include for 40mm airspace and cutting and making good. | Suspended Ceilings:Renew or install 2 layers of foil faced 50mm Rockwool or other to form 2 hour fire barrier, as manufacturers recommendations, include for 40mm airspace and cutting and making good. | 93.7309
FS020411 | New v8 | R | SUSPENDED CEILINGS:PIPE SLEEVE NE 50MM 300MM LONG |  | Fire Safety Works | Suspended Ceiling | Pipe Sleeves to Suspended Ceilings | NO | 14.7942 | Suspended Ceilings:Renew or install 50mm Rockwool or other equal as pipe sleeve ne 50mm diameter, sleeve to be 300mm long, wired to fire barrier. | Suspended Ceilings:Renew or install 50mm Rockwool or other equal as pipe sleeve ne 50mm diameter, sleeve to be 300mm long, wired to fire barrier. | 14.7942
FS020413 | New v8 | R | SUSPENDED CEILINGS:PIPE SLEEVE NE 100MM 300MM LONG |  | Fire Safety Works | Suspended Ceiling | Pipe Sleeves to Suspended Ceilings | NO | 18.6318 | Suspended Ceilings:Renew or install 50mm Rockwool or other equal as pipe sleeve over 50mm and ne 100mm diameter, sleeve to be 300mm long, wired to fire barrier. | Suspended Ceilings:Renew or install 50mm Rockwool or other equal as pipe sleeve over 50mm and ne 100mm diameter, sleeve to be 300mm long, wired to fire barrier. | 18.6318
FS020415 | New v8 | R | SUSPENDED CEILINGS:PIPE SLEEVE NE 150MM 300MM LONG |  | Fire Safety Works | Suspended Ceiling | Pipe Sleeves to Suspended Ceilings | NO | 21.7983 | Suspended Ceilings:Renew or install 50mm Rockwool or other equal as pipe sleeve over 100mm and ne 150mm diameter, sleeve to be 300mm long, wired to fire barrier. | Suspended Ceilings:Renew or install 50mm Rockwool or other equal as pipe sleeve over 100mm and ne 150mm diameter, sleeve to be 300mm long, wired to fire barrier. | 21.7983
FS020417 | New v8 | R | SUSPENDED CEILINGS:PROVIDE DUCT SLEEVES NE 300MM |  | Fire Safety Works | Suspended Ceiling | Duct Sleeves to Suspended Ceilings | NO | 25.5231 | Suspended Ceilings:Renew or install 50mm Rockwool or other equal as pipe sleeve ne 300mm diameter, sleeve to be 300mm long, wired to fire barrier. | Suspended Ceilings:Renew or install 50mm Rockwool or other equal as pipe sleeve ne 300mm diameter, sleeve to be 300mm long, wired to fire barrier. | 25.5231
FS020419 | New v8 | R | SUSPENDED CEILINGS:PROVIDE DUCT SLEEVES NE 600MM |  | Fire Safety Works | Suspended Ceiling | Duct Sleeves to Suspended Ceilings | NO | 34.2023 | Suspended Ceilings:Renew or install 50mm Rockwool or other equal as pipe sleeve over 300mm and ne 600mm diameter, sleeve to be 300mm long, wired to fire barrier. | Suspended Ceilings:Renew or install 50mm Rockwool or other equal as pipe sleeve over 300mm and ne 600mm diameter, sleeve to be 300mm long, wired to fire barrier. | 34.2023
FS020421 | New v8 | R | SUSPENDED CEILINGS:PROVIDE DUCT SLEEVES NE 900MM |  | Fire Safety Works | Suspended Ceiling | Duct Sleeves to Suspended Ceilings | NO | 42.6063 | Suspended Ceilings:Renew or install 50mm Rockwool or other equal as pipe sleeve over 600mm and ne 900mm diameter, sleeve to be 300mm long, wired to fire barrier. | Suspended Ceilings:Renew or install 50mm Rockwool or other equal as pipe sleeve over 600mm and ne 900mm diameter, sleeve to be 300mm long, wired to fire barrier. | 42.6063
FS020423 | New v8 | R | SUSPENDED CEILINGS:PROVIDE DUCT SLEEVES NE 1200MM |  | Fire Safety Works | Suspended Ceiling | Duct Sleeves to Suspended Ceilings | NO | 58.2396 | Suspended Ceilings:Renew or install 50mm Rockwool or other equal as pipe sleeve over 900mm and ne 1200mm diameter, sleeve to be 300mm long, wired to fire barrier. | Suspended Ceilings:Renew or install 50mm Rockwool or other equal as pipe sleeve over 900mm and ne 1200mm diameter, sleeve to be 300mm long, wired to fire barrier. | 58.2396
FS020425 | New v8 | R | SUSPENDED CEILINGS:PROVIDE CONDUIT SLEEVES NE 50MM |  | Fire Safety Works | Suspended Ceiling | Conduit Sleeves to Suspended Ceilings | NO | 48.7221 | Suspended Ceilings:Renew or install 50mm Rockwool or other equal as sleeve to plastic, UPVc or aluminium conduit or pipe ne 50mm diameter, sleeve to be 1000mm long, wired to fire barrier. | Suspended Ceilings:Renew or install 50mm Rockwool or other equal as sleeve to plastic, UPVc or aluminium conduit or pipe ne 50mm diameter, sleeve to be 1000mm long, wired to fire barrier. | 48.7221
FS020427 | New v8 | R | SUSPENDED CEILINGS:PIPE SLEEVE NE 100MM 1M LONG |  | Fire Safety Works | Suspended Ceiling | Pipe Sleeves to Suspended Ceilings | NO | 62.374 | Suspended Ceilings:Renew or install 50mm Rockwool or other equal as sleeve to plastic, UPVc or aluminium conduit or pipe over 50mm ne 100mm diameter, sleeve to be 1000mm long, wired to fire barrier. | Suspended Ceilings:Renew or install 50mm Rockwool or other equal as sleeve to plastic, UPVc or aluminium conduit or pipe over 50mm ne 100mm diameter, sleeve to be 1000mm long, wired to fire barrier. | 62.374
FS020429 | New v8 | R | SUSPENDED CEILINGS:PRO 1H FR BARRIER 4H INTEGRITY |  | Fire Safety Works | Suspended Ceiling | Fire Barriers to Suspended Ceiling | SM | 96.3315 | Suspended Ceilings:Renew or install aluminium foil faced 100mm Rockwool or other equal slab, as manufacturers recommendations, inc acoustic intumescent sealant and all cutting and making good. | Suspended Ceilings:Renew or install aluminium foil faced 100mm Rockwool or other equal slab, as manufacturers recommendations, inc acoustic intumescent sealant and all cutting and making good. | 96.3315
FS020501 | New v8 | R | FIRESTOPPING:EXIST CABLE OPENING FLOOR/WALL<0.10SM |  | Fire Safety Works | Firestopping to Floors, Walls and Ceilings | Firestopping to Cable Penetration | IT | 37.1784 | Firestopping:Quelfire QF1 or other fire protection compound for cable penetration wall/floor opening, ne 0.10 sm, and ne 160mm thick, installed as manufacturer's recommendations. | Firestopping:Quelfire QF1 or other fire protection compound for cable penetration wall/floor opening, ne 0.10 sm, and ne 160mm thick, installed as manufacturer's recommendations. | 37.1784
FS020503 | New v8 | R | FIRESTOPPING:EXIST CABLE OPENING FLOOR/WALL<0.25SM |  | Fire Safety Works | Firestopping to Floors, Walls and Ceilings | Firestopping to Cable Penetration | IT | 80.5419 | Firestopping:Quelfire QF1 or other fire protection compound for cable penetration wall/floor opening, over 0.10 ne 0.25 sm, and ne 160mm thick, installed as manufacturer's recommendations. | Firestopping:Quelfire QF1 or other fire protection compound for cable penetration wall/floor opening, over 0.10 ne 0.25 sm, and ne 160mm thick, installed as manufacturer's recommendations. | 80.5419
FS020505 | New v8 | R | FIRESTOPPING:EXIST CABLE OPENING FLOOR/WALL<0.50SM |  | Fire Safety Works | Firestopping to Floors, Walls and Ceilings | Firestopping to Cable Penetration | IT | 154.0199 | Firestopping:Quelfire QF1 or other fire protection compound for cable penetration wall/floor opening, over 0.25 ne 0.50 sm, and ne 160mm thick, installed as manufacturer's recommendations. | Firestopping:Quelfire QF1 or other fire protection compound for cable penetration wall/floor opening, over 0.25 ne 0.50 sm, and ne 160mm thick, installed as manufacturer's recommendations. | 154.0199
FS020507 | New v8 | R | FIRESTOPPING:EXISTING PIPE FLOOR NE 0.25SM 100MM |  | Fire Safety Works | Firestopping to Floors, Walls and Ceilings | Firestopping for Pipe/Tray Penetration | IT | 68.6622 | Firestopping:Quelfire QF2 or other fire protection compound for pipe/tray penetration to floor, inc Quelfire or other mineral wool slab, minimum of 50mm, opening ne 0.25 sm, and ne 100mm deep. | Firestopping:Quelfire QF2 or other fire protection compound for pipe/tray penetration to floor, inc Quelfire or other mineral wool slab, minimum of 50mm, opening ne 0.25 sm, and ne 100mm deep. | 68.6622
FS020509 | New v8 | R | FIRESTOPPING:EXISTING PIPE FLOOR NE 0.50SM 100MM |  | Fire Safety Works | Firestopping to Floors, Walls and Ceilings | Firestopping for Pipe/Tray Penetration | IT | 117.8299 | Firestopping:Quelfire QF2 or other fire protection compound for pipe/tray penetration to floor, inc Quelfire or other mineral wool slab, minimum of 50mm, opening ne 0.50 sm, and ne 100mm deep. | Firestopping:Quelfire QF2 or other fire protection compound for pipe/tray penetration to floor, inc Quelfire or other mineral wool slab, minimum of 50mm, opening ne 0.50 sm, and ne 100mm deep. | 117.8299
FS020511 | New v8 | R | FIRESTOPPING:EXISTING PIPE FLOOR NE 0.25SM 150MM |  | Fire Safety Works | Firestopping to Floors, Walls and Ceilings | Firestopping for Pipe/Tray Penetration | IT | 86.2887 | Firestopping:Quelfire QF2 or other fire protection compound for pipe/tray penetration to floor, inc Quelfire or other mineral wool slab, minimum of 50mm, opening ne 0.25 sm, and ne 150mm deep. | Firestopping:Quelfire QF2 or other fire protection compound for pipe/tray penetration to floor, inc Quelfire or other mineral wool slab, minimum of 50mm, opening ne 0.25 sm, and ne 150mm deep. | 86.2887
FS020513 | New v8 | R | FIRESTOPPING:EXISTING PIPE FLOOR NE 0.50SM 150MM |  | Fire Safety Works | Firestopping to Floors, Walls and Ceilings | Firestopping for Pipe/Tray Penetration | IT | 158.6352 | Firestopping:Quelfire QF2 or other fire protection compound for pipe/tray penetration to floor, inc Quelfire or other mineral wool slab, minimum of 50mm, opening ne 0.50 sm, and ne 150mm deep. | Firestopping:Quelfire QF2 or other fire protection compound for pipe/tray penetration to floor, inc Quelfire or other mineral wool slab, minimum of 50mm, opening ne 0.50 sm, and ne 150mm deep. | 158.6352
FS020515 | New v8 | R | FIRESTOPPING:EXISTING PIPE FLOOR NE 0.25SM 200MM |  | Fire Safety Works | Firestopping to Floors, Walls and Ceilings | Firestopping for Pipe/Tray Penetration | IT | 108.1252 | Firestopping:Quelfire QF2 or other fire protection compound for pipe/tray penetration to floor, inc Quelfire or other mineral wool slab, minimum of 50mm, opening ne 0.25 sm, and ne 200mm deep. | Firestopping:Quelfire QF2 or other fire protection compound for pipe/tray penetration to floor, inc Quelfire or other mineral wool slab, minimum of 50mm, opening ne 0.25 sm, and ne 200mm deep. | 108.1252
FS020517 | New v8 | R | FIRESTOPPING:EXISTING PIPE FLOOR NE 0.50SM 200MM |  | Fire Safety Works | Firestopping to Floors, Walls and Ceilings | Firestopping for Pipe/Tray Penetration | IT | 197.2228 | Firestopping:Quelfire QF2 or other fire protection compound for pipe/tray penetration to floor, inc Quelfire or other mineral wool slab, minimum of 50mm, opening ne 0.50 sm, and ne 200mm deep. | Firestopping:Quelfire QF2 or other fire protection compound for pipe/tray penetration to floor, inc Quelfire or other mineral wool slab, minimum of 50mm, opening ne 0.50 sm, and ne 200mm deep. | 197.2228
FS020519 | New v8 | R | FIRESTOPPING:EXISTING PIPE FLOOR NE 0.25SM 250MM |  | Fire Safety Works | Firestopping to Floors, Walls and Ceilings | Firestopping for Pipe/Tray Penetration | IT | 130.6424 | Firestopping:Quelfire QF2 or other fire protection compound for pipe/tray penetration to floor, inc Quelfire or other mineral wool slab, minimum of 50mm, opening ne 0.25 sm, and ne 250mm deep. | Firestopping:Quelfire QF2 or other fire protection compound for pipe/tray penetration to floor, inc Quelfire or other mineral wool slab, minimum of 50mm, opening ne 0.25 sm, and ne 250mm deep. | 130.6424
FS020521 | New v8 | R | FIRESTOPPING:EXISTING PIPE FLOOR NE 0.50SM 250MM |  | Fire Safety Works | Firestopping to Floors, Walls and Ceilings | Firestopping for Pipe/Tray Penetration | IT | 237.5847 | Firestopping:Quelfire QF2 or other fire protection compound for pipe/tray penetration to floor, inc Quelfire or other mineral wool slab, minimum of 50mm, opening ne 0.50 sm, and ne 250mm deep. | Firestopping:Quelfire QF2 or other fire protection compound for pipe/tray penetration to floor, inc Quelfire or other mineral wool slab, minimum of 50mm, opening ne 0.50 sm, and ne 250mm deep. | 237.5847
FS020523 | New v8 | R | FIRESTOPPING:EXISTING PIPE WALL NE 0.25SM 100MM |  | Fire Safety Works | Firestopping to Floors, Walls and Ceilings | Firestopping for Pipe/Tray Penetration | IT | 64.2268 | Firestopping:Quelfire QF2 or other fire protection compound for pipe/tray penetration to wall, inc Quelfire or other mineral wool slab, minimum of 50mm, opening ne 0.25 sm, and ne 100mm thick. | Firestopping:Quelfire QF2 or other fire protection compound for pipe/tray penetration to wall, inc Quelfire or other mineral wool slab, minimum of 50mm, opening ne 0.25 sm, and ne 100mm thick. | 64.2268
FS020525 | New v8 | R | FIRESTOPPING:EXISTING PIPE WALL NE 0.50SM 100MM |  | Fire Safety Works | Firestopping to Floors, Walls and Ceilings | Firestopping for Pipe/Tray Penetration | IT | 119.1604 | Firestopping:Quelfire QF2 or other fire protection compound for pipe/tray penetration to wall, inc Quelfire or other mineral wool slab, minimum of 50mm, opening ne 0.50 sm, and ne 100mm thick. | Firestopping:Quelfire QF2 or other fire protection compound for pipe/tray penetration to wall, inc Quelfire or other mineral wool slab, minimum of 50mm, opening ne 0.50 sm, and ne 100mm thick. | 119.1604
FS020526 | New v8 | R | FIRESTOPPING:EXISTING PIPE WALL OVER 1.00SM 100MM |  | Fire Safety Works | Firestopping to Floors, Walls and Ceilings | Firestopping for Pipe/Tray Penetration | IT | 169.043 | Firestopping:Approved non-combustible lightweight aggregate, fire stop compound as gap filling material to form seal for pipe/tray, opening over 1.00 sm and ne 100mm thick. | Firestopping:Approved non-combustible lightweight aggregate, inorganic binders and gypsum cement fire stop compound as gap filling material to form rigid smoke and gas tight seal for pipe/tray penetration to wall, including 50mm mineral wool slab shuttering, opening over 1.00 sm, and ne 100mm thick. | 169.043
FS020527 | New v8 | R | FIRESTOPPING:EXISTING PIPE WALL NE 0.25SM 150MM |  | Fire Safety Works | Firestopping to Floors, Walls and Ceilings | Firestopping for Pipe/Tray Penetration | IT | 86.2887 | Firestopping:Quelfire QF2 or other fire protection compound for pipe/tray penetration to wall, inc Quelfire or other mineral wool slab, minimum of 50mm, opening ne 0.25 sm, and ne 150mm thick. | Firestopping:Quelfire QF2 or other fire protection compound for pipe/tray penetration to wall, inc Quelfire or other mineral wool slab, minimum of 50mm, opening ne 0.25 sm, and ne 150mm thick. | 86.2887
FS020529 | New v8 | R | FIRESTOPPING:EXISTING PIPE WALL NE 0.50SM 150MM |  | Fire Safety Works | Firestopping to Floors, Walls and Ceilings | Firestopping for Pipe/Tray Penetration | IT | 158.6352 | Firestopping:Quelfire QF2 or other fire protection compound for pipe/tray penetration to wall, inc Quelfire or other mineral wool slab, minimum of 50mm, opening ne 0.50 sm, and ne 150mm thick. | Firestopping:Quelfire QF2 or other fire protection compound for pipe/tray penetration to wall, inc Quelfire or other mineral wool slab, minimum of 50mm, opening ne 0.50 sm, and ne 150mm thick. | 158.6352
FS020531 | New v8 | R | FIRESTOPPING:EXISTING PIPE WALL NE 0.25SM 225MM |  | Fire Safety Works | Firestopping to Floors, Walls and Ceilings | Firestopping for Pipe/Tray Penetration | IT | 119.7146 | Firestopping:Quelfire QF2 or other fire protection compound for pipe/tray penetration to wall, inc Quelfire or other mineral wool slab, minimum of 50mm, opening ne 0.25 sm, and ne 225mm thick. | Firestopping:Quelfire QF2 or other fire protection compound for pipe/tray penetration to wall, inc Quelfire or other mineral wool slab, minimum of 50mm, opening ne 0.25 sm, and ne 225mm thick. | 119.7146
FS020533 | New v8 | R | FIRESTOPPING:EXISTING PIPE WALL NE 0.50SM 225MM |  | Fire Safety Works | Firestopping to Floors, Walls and Ceilings | Firestopping for Pipe/Tray Penetration | IT | 219.2847 | Firestopping:Quelfire QF2 or other fire protection compound for pipe/tray penetration to wall, inc Quelfire or other mineral wool slab, minimum of 50mm, opening ne 0.50 sm, and ne 225mm thick. | Firestopping:Quelfire QF2 or other fire protection compound for pipe/tray penetration to wall, inc Quelfire or other mineral wool slab, minimum of 50mm, opening ne 0.50 sm, and ne 225mm thick. | 219.2847
FS020535 | New v8 | R | FIRESTOPPING:EXTG DUCT FLOOR/WALL NE 0.25SM 225MM |  | Fire Safety Works | Firestopping to Floors, Walls and Ceilings | Firestopping for Pipe/Tray Penetration | IT | 123.2628 | Firestopping:Quelfire QF4 or other fire protection compound for metal duct/pipe to floor/wall, formwork, 5-10 mm mineral or ceramic wool, compound minimum 160mm, opening ne 0.25sm and ne 225mm thick. | Firestopping:Quelfire QF4 or other fire protection compound for metal duct/pipe to floor/wall, formwork, 5-10 mm mineral or ceramic wool, compound minimum 160mm, opening ne 0.25sm and ne 225mm thick. | 123.2628
FS020537 | New v8 | R | FIRESTOPPING:EXTG DUCT FLOOR/WALL NE 0.50SM 225MM |  | Fire Safety Works | Firestopping to Floors, Walls and Ceilings | Firestopping for Pipe/Tray Penetration | IT | 220.1719 | Firestopping:Quelfire QF4 or other fire protection compound for metal duct/pipe to floor/wall, formwork, 5-10 mm mineral or ceramic wool, compound minimum 160mm, opening ne 0.50sm and ne 225mm thick. | Firestopping:Quelfire QF4 or other fire protection compound for metal duct/pipe to floor/wall, formwork, 5-10 mm mineral or ceramic wool, compound minimum 160mm, opening ne 0.50sm and ne 225mm thick. | 220.1719
FS020539 | New v8 | R | FIRESTOPPING:PROVIDE 50MM FIREBATT 4HR INTEGRITY |  | Fire Safety Works | Firestopping to Floors, Walls and Ceilings | Fire Batts | SM | 68.3697 | Firestopping:Supply and install or renew with 4 hour rated 50mm high density fire resistant wool fire batt or multilayer low resin bonded rock mineral fibre board, intummastic, make good. | Firestopping:Supply and install in any location or renew existing fire batt with 50mm high density fire resistant paint coated both sides rock wool fire batt or 50mm factory finished multilayer low resin bonded rock mineral fibre board with up to 4 hour fire rating, cut and fitted, bedded and sealed with intummastic, make good, remove waste and debris. | 68.3697
FS020541 | New v8 | R | FIRESTOPPING:PROVIDE 100MM FIREBATT 4HR INTEGRITY |  | Fire Safety Works | Firestopping to Floors, Walls and Ceilings | Fire Batts | SM | 95.8296 | Firestopping:Supply and install or renew with 4 hour rated 100mm high density fire resistant wool fire batt or multilayer low resin bonded rock mineral fibre board, intummastic, make good. | Firestopping:Supply and install in any location or renew existing fire batt with 100mm high density fire resistant paint coated both sides rock wool fire batt or 100mm factory finished multilayer low resin bonded rock mineral fibre board with up to 4 hour fire rating, cut and fitted, bedded and sealed with intummastic, make good, remove waste and debris. | 95.8296
FS020551 | New v8 | R | FIRESTOPPING:PROVIDE INTUM FR COLLAR TO 40MM PIPE |  | Fire Safety Works | Firestopping to Floors, Walls and Ceilings | Firestopping for Pipe/Tray Penetration | NO | 14.5272 | Firestopping:Provide and install intumescent 2 hour fire resistant 1mm red paint coated steel collar to 40mm diameter pipe with lock, EI tested to EN1366-3, make good and remove waste and debris. | Firestopping:Provide and install intumescent 2 hour fire resistant collar to 40mm diameter pipe, consisting of 1.0mm red paint coated steel sheet collar casing with lock for strapping the ends and stabilising it on to any type of plastic (PVC, PP, PE or HDPE) pipe and mounting brackets fixing the collar to the walls or floors and graphite based flexible insert, EI tested to EN1366-3, make good and remove waste and debris. | 14.5272
FS020553 | New v8 | R | FIRESTOPPING:PROVIDE INTUM FR COLLAR TO 55MM PIPE |  | Fire Safety Works | Firestopping to Floors, Walls and Ceilings | Firestopping for Pipe/Tray Penetration | NO | 16.4662 | Firestopping:Provide and install intumescent 2 hour fire resistant 1mm red paint coated steel collar to 55mm diameter pipe with lock, EI tested to EN1366-3, make good and remove waste and debris. | Firestopping:Provide and install intumescent 2 hour fire resistant collar to 55mm diameter pipe, consisting of 1.0mm red paint coated steel sheet collar casing with lock for strapping the ends and stabilising it on to any type of plastic (PVC, PP, PE or HDPE) pipe and mounting brackets fixing the collar to the walls or floors and graphite based flexible insert, EI tested to EN1366-3, make good and remove waste and debris. | 16.4662
FS020555 | New v8 | R | FIRESTOPPING:PROVIDE INTUM FR COLLAR TO 63MM PIPE |  | Fire Safety Works | Firestopping to Floors, Walls and Ceilings | Firestopping for Pipe/Tray Penetration | NO | 17.9617 | Firestopping:Provide and install intumescent 2 hour fire resistant 1mm red paint coated steel collar to 63mm diameter pipe with lock, EI tested to EN1366-3, make good and remove waste and debris. | Firestopping:Provide and install intumescent 2 hour fire resistant collar to 63mm diameter pipe, consisting of 1.0mm red paint coated steel sheet collar casing with lock for strapping the ends and stabilising it on to any type of plastic (PVC, PP, PE or HDPE) pipe and mounting brackets fixing the collar to the walls or floors and graphite based flexible insert, EI tested to EN1366-3, make good and remove waste and debris. | 17.9617
FS020557 | New v8 | R | FIRE STOPPING:PROVIDE INTUM FR COLLAR TO 82MM PIPE |  | Fire Safety Works | Firestopping to Floors, Walls and Ceilings | Firestopping for Pipe/Tray Penetration | NO | 20.5208 | Firestopping:Provide and install intumescent 2 hour fire resistant 1mm red paint coated steel collar to 82mm diameter pipe with lock, EI tested to EN1366-3, make good and remove waste and debris. | Firestopping:Provide and install intumescent 2 hour fire resistant collar to 82mm diameter pipe, consisting of 1.0mm red paint coated steel sheet collar casing with lock for strapping the ends and stabilising it on to any type of plastic (PVC, PP, PE or HDPE) pipe and mounting brackets fixing the collar to the walls or floors and graphite based flexible insert, EI tested to EN1366-3, make good and remove waste and debris. | 20.5208
FS020559 | New v8 | R | FIRE STOPPING:PROVIDE INTUM FR COLLAR 110MM PIPE |  | Fire Safety Works | Firestopping to Floors, Walls and Ceilings | Firestopping for Pipe/Tray Penetration | NO | 23.7 | Firestopping:Provide and install intumescent 2 hour fire resistant 1mm red paint coated steel collar to 110mm diameter pipe with lock, EI tested to EN1366-3, make good and remove waste and debris. | Firestopping:Provide and install intumescent 2 hour fire resistant collar to 110mm diameter pipe, consisting of 1.0mm red paint coated steel sheet collar casing with lock for strapping the ends and stabilising it on to any type of plastic (PVC, PP, PE or HDPE) pipe and mounting brackets fixing the collar to the walls or floors and graphite based flexible insert, EI tested to EN1366-3, make good and remove waste and debris. | 23.7
FS020561 | New v8 | R | FIRE STOPPING:PROVIDE INTUM FR COLLAR 125MM PIPE |  | Fire Safety Works | Firestopping to Floors, Walls and Ceilings | Firestopping for Pipe/Tray Penetration | NO | 32.4963 | Firestopping:Provide and install intumescent 2 hour fire resistant 1mm red paint coated steel collar to 125mm diameter pipe with lock, EI tested to EN1366-3, make good and remove waste and debris. | Firestopping:Provide and install intumescent 2 hour fire resistant collar to 125mm diameter pipe, consisting of 1.0mm red paint coated steel sheet collar casing with lock for strapping the ends and stabilising it on to any type of plastic (PVC, PP, PE or HDPE) pipe and mounting brackets fixing the collar to the walls or floors and graphite based flexible insert, EI tested to EN1366-3, make good and remove waste and debris. | 32.4963
FS020563 | New v8 | R | FIRE STOPPING:PROVIDE INTUM FR COLLAR 160MM PIPE |  | Fire Safety Works | Firestopping to Floors, Walls and Ceilings | Firestopping for Pipe/Tray Penetration | NO | 38.0847 | Firestopping:Provide and install intumescent 2 hour fire resistant 1mm red paint coated steel collar to160mm diameter pipe with lock, EI tested to EN1366-3, make good and remove waste and debris. | Firestopping:Provide and install intumescent 2 hour fire resistant collar to 160mm diameter pipe, consisting of 1.0mm red paint coated steel sheet collar casing with lock for strapping the ends and stabilising it on to any type of plastic (PVC, PP, PE or HDPE) pipe and mounting brackets fixing the collar to the walls or floors and graphite based flexible insert, EI tested to EN1366-3, make good and remove waste and debris. | 38.0847
FS020601 | New v8 | R | DOOR FRAME:FIRESTOPPING |  | Fire Safety Works | Firestopping to Floors, Walls and Ceilings | Fire Stopping - Sundry Works | LM | 28.731 | Door Frame:Carefully remove existing architrave, fill void with half hour fire rated intumescent paste/foam, make good, touch up, remove waste, debris. Undertaken by fire door certified operative. | Door Frame:Carefully remove existing architrave, fill void between door frame and wall with half hour fire rated intumescent paste or fire foam, remove excess foam, refix architrave, make good, touch up decorations, remove waste and debris. Undertaken by a fire door certified operative eg. BMTRADA or other approved certified body. | 28.731
FS020603 | New v8 | R | WALL OR CEILING:SEAL HOLE WITH 12MM SUPALUX |  | Fire Safety Works | Firestopping to Floors, Walls and Ceilings | Fire Stopping - Sundry Works | NO | 23.4958 | Wall or Ceiling:Seal hole in wall or ceiling area n.e. 0.15sq m, with 12mm supalux board to provide half hour fire rating with mastic sealant, make good, touch up decorations, remove waste and debris. | Wall or Ceiling:Seal hole in wall or ceiling area n.e. 0.15sq m, with 12mm supalux board to provide half hour fire rating, with intumescent mastic sealant, make good, touch up decorations, remove waste and debris. | 23.4958
FS020605 | New v8 | R | FACING BRICK WALL:BRICK UP OPENING |  | Fire Safety Works | Firestopping to Floors, Walls and Ceilings | Fire Stopping - Sundry Works | SM | 63.8227 | Facing Brick Wall:Brick up existing void or opening in half brick thick wall with facing bricks to match existing, make good, remove waste and debris. | Facing Brick Wall:Brick up existing void or opening in half brick thick wall with facing bricks to match existing built stretcher bond in cement mortar, cut, tooth and bond to existing brickwork, make good, remove waste and debris. | 63.8227
FS020607 | New v8 | R | CEILING:REPAIR HOLE FOR HALF HOUR FIRE RATING |  | Fire Safety Works | Firestopping to Floors, Walls and Ceilings | Fire Stopping - Sundry Works | NO | 24.5626 | Ceiling:Repair hole in existing ceiling to achieve half hour fire rating, supply and fit timber noggins and 12.5mm fireline plasterboard in patch ne 1sm, decorate, make good, remove waste, debris. | Ceiling:Repair hole in existing ceiling to achieve half hour fire rating, cut back existing plasterboard to expose joists, supply and fit timber noggins, and 12.5mm fireline plasterboard in patch ne 1sm, dry line, decorate with two coats of emulsion, make good, remove waste and debris. | 24.5626
FS020609 | New v8 | R | SEAL CABLES,DUCTS ETC:TO ACHIEVE 1HR FIRE RATING |  | Fire Safety Works | Firestopping to Floors, Walls and Ceilings | Fire Stopping - Sundry Works | NO | 11.2129 | Seal around Cables, Ducts etc.:Supply and install 1 hour fire rated foam or mastic fire seal around cables, pipes or ducting ne 100mm diameter, remove waste and debris. | Seal around Cables, Ducts etc.:Supply and install 1 hour fire rated foam sealant or intumescent mastic fire seal around cables, pipes or ducting entering or exiting the cupboard, riser or casing or through wall or ceiling, duct or cable ne 100mm diameter, make good, touch up decorations, remove waste and debris. | 11.2129
FS020611 | New v8 | R | FIRESTOPPING:200MM DIA PIPE OR DUCT THRO STRUCTURE |  | Fire Safety Works | Firestopping to Floors, Walls and Ceilings | Fire Stopping - Sundry Works | NO | 68.5993 | Firestopping:Provide firestopping around service pipe or duct ne 200mm diameter through masonry wall in service duct or confined space in attic areas, intumescent mastic seal all around. | Firestopping:Provide firestopping around service pipe or duct ne 200mm diameter through masonry wall in service duct or confined space in attic areas, cut, fit and screw 12.5mm masterboard sheeting around service pipe or duct, intumescent mastic seal all around. | 68.5993
FS020613 | New v8 | R | COLLAR TO SERVICE PIPE:PROVIDE NE 200MM |  | Fire Safety Works | Firestopping to Floors, Walls and Ceilings | Fire Stopping - Sundry Works | NO | 37.1975 | Collar to Service Pipe:Supply and fit 1 hour fire rated collar around service pipe up to 200mm diameter, mastic seal, collar screwed to the structure, touch up decorations, remove waste and debris. | Collar to Service Pipe:Supply and fit 1 hour fire rated collar around service pipe up to 200mm diameter, intumescent mastic seal all round, collar to be screwed to the structure through which the service pipe penetrates, make good, touch up decorations, remove waste and debris. | 37.1975
FS020615 | New v8 | R | VENT:SEAL HOLE WITH 12MM SUPALUX |  | Fire Safety Works | Firestopping to Floors, Walls and Ceilings | Fire Stopping - Sundry Works | NO | 23.4958 | Vent:Seal existing in wall/ceiling area ne 0.15sq m, with 12mm masterboard to provide half hour fire rating, with intumescent mastic sealant, make good, touch up decorations, remove waste and debris. | Vent:Seal existing in wall or ceiling area ne 0.15sq m, with 12mm masterboard to provide half hour fire rating, with intumescent mastic sealant, make good, touch up decorations, remove waste and debris. | 23.4958
FS020617 | New v8 | R | GRILLE:RENEW WITH HALF HOUR FIRE RATED METAL |  | Fire Safety Works | Firestopping to Floors, Walls and Ceilings | Fire Stopping - Sundry Works | NO | 59.9306 | Grille:Strip out existing grille, approximate size 300 x 300mm, supply and fit new 300 x300mm half hour fire rated metal grille, make good, touch up decorations, remove waste and debris. | Grille:Strip out existing grille, approximate size 300 x 300mm, supply and fit new 300 x300mm half hour fire rated metal grille with intumescent mastic seal all round, make good, touch up decorations, remove waste and debris. | 59.9306
FS020619 | New v8 | R | DAMPER TO BATHROOM FAN DUCT:SUPPLY, FIX 1 HR RATED |  | Fire Safety Works | Firestopping to Floors, Walls and Ceilings | Fire Stopping - Sundry Works | NO | 74.8857 | Damper to Bathroom Fan Duct:Supply, fit proprietary 1 hour fire rated damper to bathroom fan extract duct, ne 160mm diameter, make good, touch up decorations, remove waste and debris. | Damper to Bathroom Fan Duct:Supply and fit proprietary 1 hour fire rated damper to bathroom fan extract duct, ne 160mm diameter, twin blade circular with fusible link, make good, touch up decorations, remove waste and debris. | 74.8857
FS020621 | New v8 | R | FIREWALL:NEW 1B WALL IN COMMONS |  | Fire Safety Works | Firestopping to Floors, Walls and Ceilings | Fire Stopping - Sundry Works | SM | 237.4329 | Firewall:Supply and lay new common bricks in one brick firewall in roof space, bedded and pointed in cement lime mortar (1:1:6), including all labours, clear debris. | Firewall:Supply and lay new common bricks in one brick firewall in roof space, bedded and pointed in cement lime mortar (1:1:6), including all labours, clear debris. | 237.4329
FS020625 | New v8 | R | FIREWALL:REBUILD 1B WALL IN COMMONS |  | Fire Safety Works | Firestopping to Floors, Walls and Ceilings | Fire Stopping - Sundry Works | SM | 279.5692 | Firewall:Demolish as necessary, clean off, clear away and rebuild one brick firewall in roof space, in common bricks, bed and point in cement lime mortar (1:1:6) to match existing and remove spoil. | Firewall:Demolish as necessary, clean off bricks suitable for re-use and stack, clear away unsuitable bricks and debris and rebuild one brick firewall in roof space, in common bricks, bed and point in cement lime mortar (1:1:6) to match existing and remove waste and debris. | 279.5692
FS020627 | New v8 | R | FIREWALL:RENEW COPPER FLASHINGS TO COPINGS |  | Fire Safety Works | Firestopping to Floors, Walls and Ceilings | Fire Stopping - Sundry Works | LM | 420.2437 | Firewall:Remove existing coping stones and clear away, renew copper flashings to both sides of firewall, all dressings etc point in mastic, lay new pcc coping stones bed, point in mortar (1:3). | Firewall:Remove existing coping stones to firewall and clear away, remove existing flashings to both sides of firewall and renew with new copper flashings including all dressing etc., supply and fix new PCC coping stones to suit, bedded and pointed in mortar (1:3), and point flashing in mastic. | 420.2437
FS020629 | New v8 | R | FIREWALL:RENEW LEAD FLASHINGS TO COPINGS |  | Fire Safety Works | Firestopping to Floors, Walls and Ceilings | Fire Stopping - Sundry Works | LM | 113.0602 | Firewall:Remove existing coping stones and clear away, renew lead flashings to both sides of firewall, all dressings etc point in mastic, lay new pcc coping stones bed, point in mortar (1:3). | Firewall:Remove existing coping stones to firewall and remove waste and debris, remove existing flashings to both sides of firewall and renew with new lead flashings including all dressing etc., supply and fix new pcc coping stones to suit, bedded and pointed in cement mortar (1:3) and point flashing in mastic. | 113.0602
FS020631 | New v8 | R | FIREWALL:RENEW ZINC FLASHINGS TO COPINGS |  | Fire Safety Works | Firestopping to Floors, Walls and Ceilings | Fire Stopping - Sundry Works | LM | 112.9666 | Firewall:Remove existing coping stones and clear away, renew zinc flashings to both sides of firewall, all dressings etc point in mastic, lay new pcc coping stones bed, point in mortar (1:3). | Firewall:Remove existing coping stones to firewall and clear away, remove existing flashings to both sides of firewall and renew with new zinc flashings including all dressing etc., supply and fix new PCC coping stones to suit, bedded and pointed in mortar (1:3), and point flashing in mastic. | 112.9666
FS042001 | New v8 | R | CASING:VERTICAL/HORIZONTAL TWO SIDED 300 X 300MM |  | Fire Safety Works | Joinery Works | Duct Casings and Linings | LM | 62.5631 | Casing:Construct half hour fire rated casing to vertical or horizontal beams, service pipes or cables, casing two sided and size 300 x 300mm, 9mm supalux board, decorate, remove waste and debris. | Casing:Construct half hour fire rated casing to vertical or horizontal beams, service pipes or cables, casing two sided and size 300 x 300mm, constructed from 50 x50mm softwood studding and single layer of 9mm supalux board, screw fixed with brass cups and screws, edge cover strip, skirting to match existing, decorate, make good, remove waste and debris. | 62.5631
FS042003 | New v8 | R | CASING:VERTICAL/HORIZONTAL TWO SIDED 300 X 600MM |  | Fire Safety Works | Joinery Works | Duct Casings and Linings | LM | 74.311 | Casing:Construct half hour fire rated casing to vertical or horizontal beams, service pipes or cables, casing two sided and size 300 x 600mm, 9mm supalux board, decorate, remove waste and debris. | Casing:Construct half hour fire rated casing to vertical or horizontal beams, service pipes or cables, casing two sided and size 300 x 600mm, constructed from 50 x50mm softwood studding and single layer of 9mm supalux board, screw fixed with brass cups and screws, edge cover strip, skirting to match existing, decorate, make good, remove waste and debris. | 74.311
FS042005 | New v8 | R | CASING:VERTICAL/HORIZONTAL THREE SIDED 300 X 600MM |  | Fire Safety Works | Joinery Works | Duct Casings and Linings | LM | 104.1121 | Casing:Construct half hour fire rated casing to vertical or horizontal beams, service pipes or cables, casing three sided and size 300 x 600mm, 9mm supalux board, decorate, remove waste and debris. | Casing:Construct half hour fire rated casing to vertical or horizontal beams, service pipes or cables, casing three sided and size 300 x 600mm, constructed from 50 x50mm softwood studding and single layer of 9mm supalux board, screw fixed with brass cups and screws, edge cover strip, skirting to match existing, decorate, make good, remove waste and debris. | 104.1121
FS042007 | New v8 | R | CASING:VERTICAL/HORIZONTAL THREE SIDED 450 X 450MM |  | Fire Safety Works | Joinery Works | Duct Casings and Linings | LM | 82.1746 | Casing:Construct half hour fire rated casing to vertical or horizontal beams, service pipes or cables, casing three sided and size 450 x 450mm, 9mm supalux board, decorate, remove waste and debris. | Casing:Construct half hour fire rated casing to vertical or horizontal beams, service pipes or cables, casing three sided and size 450 x 450mm, constructed from 50 x50mm softwood studding and single layer of 9mm supalux board, screw fixed with brass cups and screws, edge cover strip, skirting to match existing, decorate, make good, remove waste and debris. | 82.1746
FS042009 | New v8 | R | CASING:VERT/HORIZ 12.5MM THREE SIDED 450X450MM |  | Fire Safety Works | Joinery Works | Duct Casings and Linings | LM | 108.5475 | Casing:Construct half hour fire rated casing to vertical or horizontal beams, service pipes or cables, casing three sided and size 450 x 450mm, 12.5mm supalux board, decorate, remove waste and debris. | Casing:Construct half hour fire rated casing to vertical or horizontal beams, service pipes or cables, casing three sided and size 450 x 450mm, constructed from 50 x50mm softwood studding and single layer of 12.5mm supalux board, screw fixed with brass cups and screws, edge cover strip, skirting to match existing, decorate, make good, remove waste and debris. | 108.5475
FS042010 | New v8 | R | DUCT:RENEW PANELS WITH 9MM SUPALUX |  | Fire Safety Works | Joinery Works | Duct Casings and Linings | LM | 61.6048 | Duct:Take off existing panel to 450 girth two or three sided vertical duct, supply and fix 9mm supalux board, seal joints with intumescent mastic, decorate, make good, remove waste and debris. | Duct:Take off existing panel to 450 girth two or three sided vertical duct, supply and fix 9mm supalux board, screw fixed with brass cups and screws, edge cover strip, seal joints with intumescent mastic, decorate with two coats of emulsion, make good, remove waste and debris. | 61.6048
FS042011 | New v8 | R | FIRESTOPPING TO VERTICAL DUCT:INSTALL |  | Fire Safety Works | Joinery Works | Duct Casings and Linings | SM | 27.4993 | Firestopping to Vertical Duct:Supply and install firestopping to vertical duct riser, constructed from 50 x50mm treated softwood battens plugged and screwed, to provide 1 hour fire rating. | Firestopping to Vertical Duct:Supply and install firestopping to vertical duct riser, constructed from 50 x50mm treated softwood battens plugged and screwed, sheet top and bottom with 12mm supalux board to provide 1 hour fire rating, cut and fit around vertical pipes up to 150mm diameter and fire seal with intumescent mastic and Conduit bandage 380mm wide, seal at perimeter with intumescent mastic. | 27.4993
GA115012 |  | U | VENT:INSTALL PROPRIETARY VENT KIT |  | 3 Star - Sundry Works | Sundry Works | Builders Work | NO | 69.2738 | Vent:Supply and install approx. 125mm diameter proprietary ventilator kit complete including core drill openings through external/internal cavity walls, install vent kit, make good, remove spoil. | Vent:Supply and install approx. 125mm diameter proprietary ventilator kit complete including core drill openings through external/internal cavity walls and install vent kit and sleeving and make good including all external and internal finishes and remove waste and debris. | 69.2738
GA115013 |  | R | GAS VENT:INSTALL PROPRIETARY VENT KIT |  | 3 Star - Sundry Works | Sundry Works | Builders Work | NO | 69.2738 | Vent:Supply and install 125mm diameter proprietary ventilator kit complete, core drill through external/internal cavity walls, install vent kit and sleeving, make good, and remove waste and debris. | Gas vent:Supply and install approx. 125mm diameter proprietary ventilator kit complete including core drill openings through external/internal cavity walls and install vent kit and sleeving and make good including all external and internal finishes and remove waste and debris. | 69.2738
GA115015 |  | R | PIPEWORK:PREPARE PRIME PAINT SMALL HEATING |  | 3 Star - Sundry Works | Sundry Works | Builders Work | LM | 6.0052 | Pipework:Prepare for and apply coat of primer, one undercoat and two coats of gloss paint to copper pipework ne 25mm diameter including clips. | Pipework:Prepare for and apply coat of primer, one undercoat and two coats of gloss paint to copper pipework ne 25mm diameter including clips. | 6.0052
GA125010 |  | U | CHIMNEY:SWEEP FLUE - REGISTERED |  | 3 Star - Sundry Works | Sundry Works | Builders Work | IT | 93.9116 | Chimney:Sweep flue, including protect carpets, furniture etc., remove waste and debris, work to be undertaken by a registered chimney sweep. | Chimney:Sweep flue, including protect carpets, furniture etc., remove waste and debris, work to be undertaken by a registered chimney sweep. | 93.9116
GA130007 |  | U | CHIMNEY:RENEW GC GAS TERMINAL |  | 3 Star - Sundry Works | Sundry Works | Builders Work | NO | 58.9794 | Chimney:Supply and fix GC gas terminal including remove old terminal, clean off bed, alter opening to suit and bed and flaunch terminal in mortar (1:3), make good and remove waste and debris. | Chimney:Supply and fix GC gas terminal including remove old terminal, clean off bed, alter opening to suit and bed and flaunch terminal in mortar (1:3) and remove waste and debris. | 58.9794
GA130020 |  | U | INSULATION:LAY UPTO 270MM THICK QUILT |  | 3 Star - Sundry Works | Sundry Works | Builders Work | SM | 16.9075 | Insulation:Supply and lay new upto 270mm thick insulation quilt to loft area including gain access and moving/replacing contents within loft area in order to undertake work. | Insulation:Supply and lay new upto 270mm thick insulation quilt to loft area including gain access and moving/replacing contents within loft area in order to undertake work. | 16.9075
GA130021 |  | U | DRAUGHTPROOF:PROVIDE TO DOORS |  | 3 Star - Sundry Works | Sundry Works | Builders Work | LM | 4.3578 | Draughtproof:Supply and fix proprietary aluminium draught seals to head and both jambs of external doors, screw fixed in accordance with the manufacturers technical data sheet. | Draughtproof:Supply and fix proprietary aluminium draught seals to head and both jambs of external doors, screw fixed in accordance with the manufacturers technical data sheet. | 4.3578
GA130022 |  | U | DRAUGHTPROOF:PROVIDE TO WINDOWS |  | 3 Star - Sundry Works | Sundry Works | Builders Work | LM | 4.3578 | Draughtproof:Supply and fix proprietary draught seals to all edges of opening casements and of double hung sash windows, all in accordance with the manufacturers technical data sheet. | Draughtproof:Supply and fix proprietary draught seals to all edges of opening casements and edges and meeting rails of double hung sash windows, all in accordance with the manufacturers technical data sheet. | 4.3578
GA130023 |  | U | DUCT:RENEW 6MM PLYWOOD SIDED CASING NE 450MM |  | 3 Star - Sundry Works | Sundry Works | Builders Work | LM | 68.3303 | Duct:Renew duct NE 450mm, 6mm WBP plywood sides, screwed with brass cups and screws to and including frame, plug and screw to walls, form access points, decorate to match existing, remove waste. | Duct:Renew two or three sided pipe duct casing NE 450mm girth and framing, with 6mm WBP plywood casing sides, screwed with brass cups and screws to and including 38x50mm framing including plug and screw to walls, form access points as necessary and decorate to match existing and remove waste and debris. | 68.3303
GA130025 |  | U | DUCT:RENEW 12MM PLYWOOD SIDED CASING NE 300MM |  | 3 Star - Sundry Works | Sundry Works | Builders Work | LM | 36.8593 | Duct:Renew duct NE 300mm, 12mm WBP plywood sides, screwed with brass cups and screws to and including frame, plug and screw to walls, form access points, decorate to match existing, remove waste. | Duct:Renew two or three sided pipe duct casing NE 300mm girth and framing, with 12mm WBP plywood casing sides, screwed with brass cups and screws to and including 38x50mm framing including plug and screw to walls, form access points as necessary and decorate to match existing and remove waste and debris. | 36.8593
GA130026 |  | U | DUCT:RENEW 12MM PLYWOOD SIDED CASING OVER 300MM |  | 3 Star - Sundry Works | Sundry Works | Builders Work | SM | 91.1008 | Duct:Renew duct over 300mm, 12mm WBP plywood sides, screwed with brass cups and screws to and including frame, plug and screw to walls, form access points, decorate to match existing, remove waste. | Duct:Renew two or three sided pipe duct casing over 300mm girth and framing, with 12mm WBP plywood casing sides, screwed with brass cups and screws to and including 38x50mm framing including plug and screw to walls, form access points as necessary and decorate to match existing and remove waste and debris. | 91.1008
GA130027 |  | R | INSULATION:OVERLAY EXISTING |  | 3 Star - Sundry Works | Sundry Works | Builders Work | SM | 8.8372 | Insulation:Gain access to loft area, move/replace contents within loft area in order to undertake work, overlay existing insulation with ne 100mm insulation quilt to achieve Client's Standard. | Insulation:Gain access to loft area, moving/replacing contents within loft area in order to undertake work, overlay existing insulation with upto 100mm thick insulation quilt to achieve required thickness to meet Client's Standard. | 8.8372
GA140008 |  | U | FIRE:ADAPT FOR GAS |  | 3 Star - Sundry Works | Sundry Works | Builders Work | NO | 190.9768 | Fire:Remove fireplace surround/hearth, fire, backboiler, blank off, modify opening to gas regulation standard to suit fire/bbu (installed by others) make good, clear away debris. | Fire:Remove existing fireplace surround and hearth, backboiler and fire, blank off pipework, modify opening to gas regulation standard to suit any gas fire and backboiler (installed by others) including extending skirting and make good finishes, size ne 1200x900x100mm with opening size 510x575mm complete with shelf, bedded in cement lime mortar (1:1:6), make good finishings and remove waste and debris. | 190.9768
GA661001 |  | R | GAS VALVE:RENEW 15MM |  | Mechanical Services | Stopcocks and Valves | Gas Valves | NO | 46.1227 | Gas Valve:Renew or install 15mm malleable iron ball type gas isolating valve with lever, screwed ends, connect to pipework, turn gas off/on, vent and adjust pipework, test, remove waste and debris. | Gas Valve:Renew or install 15mm malleable iron ball type gas isolating valve complete with lever, screwed ends, connected to any type of pipework including locate supply, turn gas off/on, vent pipework, adjust pipework as necessary and test, and remove waste and debris. | 46.1227
GA661003 |  | R | GAS VALVE:RENEW NE 25MM |  | Mechanical Services | Stopcocks and Valves | Gas Valves | NO | 63.3388 | Gas Valve:Renew or install 20 or 25mm malleable iron ball type gas isolating valve with lever, screwed ends, connect to pipework, turn gas off/on, vent and adjust pipework, test, remove debris. | Gas Valve:Renew or install 20 or 25mm malleable iron ball type gas isolating valve complete with lever, screwed ends, connected to any type of pipework including locate supply, turn gas off/on, vent pipework, adjust pipework as necessary and test, and remove waste and debris. | 63.3388
GA661005 |  | R | GAS VALVE:RENEW NE 40MM |  | Mechanical Services | Stopcocks and Valves | Gas Valves | NO | 90.137 | Gas Valve:Renew or install 32 or 40mm malleable iron ball type gas isolating valve with lever, screwed ends, connect to pipework, turn gas off/on, vent and adjust pipework, test, remove debris. | Gas Valve:Renew or install 32 or 40mm malleable iron ball type gas isolating valve complete with lever, screwed ends, connected to any type of pipework including locate supply, turn gas off/on, vent pipework, adjust pipework as necessary and test, and remove waste and debris. | 90.137
GA665001 |  | U | TANK:RENEW WITH NE 113LTR PLASTIC |  | Mechanical Services | Water Storage Tanks | Tanks - Cold Water Storage - Plastic | IT | 242.5272 | Tank:Renew any type with ne 113 litres plastic tank, lid, jacket, ballvalve and float Byelaw 30 kit, turn water off/on, drain/refill system, adjust, connect pipework, remove old tank, test. | Tank:Renew any type of tank with ne 113 litres plastic tank, lid, including Byelaw 30 kit, turn water off/on, drain/refill system, adjust and connect pipework, fix new insulation jacket, ballvalve and float and remove old tank, test on completion and remove waste and debris. | 242.5272
GA665003 |  | U | TANK:RENEW WITH NE 227LTR PLASTIC |  | Mechanical Services | Water Storage Tanks | Tanks - Cold Water Storage - Plastic | IT | 348.9619 | Tank:Renew any type with over 113 and ne 227 litres plastic tank, lid, jacket, Byelaw 30 kit, turn water off/on, drain/refill system, adjust and connect pipework, remove old tank, test. | Tank:Renew any type of tank with over 113 and ne 227 litres plastic tank, lid, including Byelaw 30 kit, turn water off/on, drain/refill system, adjust and connect pipework, fix new insulation jacket, ballvalve and float and remove old tank, test on completion and remove waste and debris. | 348.9619
GA665005 |  | U | TANK:RENEW 15MM BALLVALVE |  | Mechanical Services | Water Storage Tanks | Tanks - Ballvalves | NO | 25.529 | Tank:Renew 15mm ballvalve complete to cold water storage tank to byelaw 30 and transfer or renew float as necessary and remove waste and debris. | Tank:Renew 15mm ballvalve complete to cold water storage tank to byelaw 30 and transfer or renew float as necessary and remove waste and debris. | 25.529
GA665007 |  | U | TANK:RENEW 22MM BALLVALVE |  | Mechanical Services | Water Storage Tanks | Tanks - Ballvalves | NO | 26.6639 | Tank:Renew 22mm ballvalve complete to cold water storage tank to byelaw 30 and transfer or renew float as necessary and remove waste and debris. | Tank:Renew 22mm ballvalve complete to cold water storage tank to byelaw 30 and transfer or renew float as necessary and remove waste and debris. | 26.6639
GA665011 |  | U | TANK:REPAIR LEAK TO TANK OR FITTING |  | Mechanical Services | Water Storage Tanks | Tanks - Repairs and Overhauls | NO | 25.9694 | Tank:Turn off/on supply, drain off and repair leak to cold water tank or copper service pipe coupling and remake joints with new fitting as necessary, refill tank and test on completion. | Tank:Isolate supply, drain off and repair leak to cold water tank or copper service pipe coupling and remake joints with new fitting as necessary, reinstate water supply, refill tank and test on completion and remove waste and debris. | 25.9694
GA665015 |  | U | TANK:DRAIN CLEAN OUT AND REFILL CWST TANK |  | Mechanical Services | Water Storage Tanks | Tanks - Repairs and Overhauls | NO | 22.9936 | Tank:Isolate supply and drain down ne 227 litre cold water storage tank, thoroughly clean out, reinstate water supply, refill tank and test on completion and remove waste and debris. | Tank:Isolate supply and drain down ne 227 litre cold water storage tank, thoroughly clean out, reinstate water supply, refill tank and test on completion and remove waste and debris. | 22.9936
GA665020 |  | U | TANK:RENEW 25MM OVERFLOW |  | Mechanical Services | Water Storage Tanks | Tanks - Repairs and Overhauls | IT | 60.1715 | Tank:Renew tank overflow ne 6m long in roof space with 25mm plastic pipe and fittings including cut any holes in structure or finishes, make good and test, and remove waste and debris. | Tank:Renew tank overflow ne 6m long in roof space with 25mm plastic pipe and fittings including cut any holes in structure or finishes, make good and test, and remove waste and debris. | 60.1715
GA665031 |  | U | TANK:RENEW 22MM EQUILIBRIUM BALLVALVE |  | Mechanical Services | Water Storage Tanks | Tanks - Equilibrium Ballvalves | NO | 151.3976 | Tank:Renew 22mm equilibrium ballvalve to cold water storage tank and transfer or renew float as necessary, and remove waste and debris. | Tank:Renew 22mm equilibrium ballvalve to cold water storage tank and transfer or renew float as necessary, and remove waste and debris. | 151.3976
GA665033 |  | U | TANK:RENEW 28MM EQUILIBRIUM BALLVALVE |  | Mechanical Services | Water Storage Tanks | Tanks - Equilibrium Ballvalves | IT | 230.4112 | Tank:Renew 28mm equilibrium ballvalve to cold water storage tank and transfer or renew float as necessary, and remove waste and debris. | Tank:Renew 28mm equilibrium ballvalve to cold water storage tank and transfer or renew float as necessary, and remove waste and debris. | 230.4112
GA665035 |  | U | TANK:RENEW 35MM EQUILIBRIUM BALLVALVE |  | Mechanical Services | Water Storage Tanks | Tanks - Equilibrium Ballvalves | IT | 368.6152 | Tank:Renew 35mm equilibrium ballvalve to cold water storage tank and transfer or renew float as necessary, and remove waste and debris. | Tank:Renew 35mm equilibrium ballvalve to cold water storage tank and transfer or renew float as necessary, and remove waste and debris. | 368.6152
GA665037 |  | U | TANK:REPAIR BALLVALVE AND FLOAT |  | Mechanical Services | Water Storage Tanks | Tanks - Repairs and Overhauls | NO | 17.3469 | Tank:Repair any ballvalve including remove ballvalve, overhaul, renew washer and seat, refix ballvalve and or renew float if defective, refill and test, and remove waste and debris. | Tank:Repair any ballvalve washer including remove ballvalve, overhaul, renew washer and seat, refix ballvalve and or renew float if defective including turn water off/on, make good and test on completion. | 17.3469
GA665047 |  | R | TANK:INSPECTION FOR COMPLIANCE |  | Mechanical Services | Water Storage Tanks | Tanks - Repairs and Overhauls | IT | 11.4969 | Tank:Access roof space and carry out inspection of cold water storage tanks in dwelling for compliance with byelaw 30 regulations. | Tank:Access roof space and carry out inspection of cold water storage tanks in dwelling for compliance with byelaw 30 regulations. | 11.4969
GA670001 |  | U | TANK:RENEW INSULATION TO NE 113 LITRE |  | Mechanical Services | Water Storage Tanks | Tanks - Insulation | NO | 25.1665 | Tank:Renew insulating jacket set fixed securely to cold water storage tank, ne 113 litres and remove waste and debris. | Tank:Renew insulating jacket set fixed securely to cold water storage tank, ne 113 litres and remove waste and debris. | 25.1665
GA670003 |  | U | TANK:RENEW INSULATION TO NE 227 LITRE |  | Mechanical Services | Water Storage Tanks | Tanks - Insulation | NO | 31.9876 | Tank:Renew insulating jacket set fixed securely to cold water storage tank, over 113 and ne 227 litres and remove waste and debris. | Tank:Renew insulating jacket set fixed securely to cold water storage tank, over 113 and ne 227 litres and remove waste and debris. | 31.9876
GA670005 |  | U | TANK:RENEW INSULATION NE 709 LITRE |  | Mechanical Services | Water Storage Tanks | Tanks - Insulation | NO | 107.0191 | Tank:Renew insulating jacket set fixed securely to cold water storage tank, over 227 and ne 709 litres, and remove waste and debris. | Tank:Renew insulating jacket set fixed securely to cold water storage tank, over 227 and ne 709 litres, and remove waste and debris. | 107.0191
GA670007 |  | U | TANK:RENEW INSULATION NE 3364 LITRE |  | Mechanical Services | Water Storage Tanks | Tanks - Insulation | NO | 257.9252 | Tank:Renew insulating jacket set fixed securely to cold water storage tank, over 709 and ne 3364 litres, and remove waste and debris. | Tank:Renew insulating jacket set fixed securely to cold water storage tank, over 709 and ne 3364 litres, and remove waste and debris. | 257.9252
GA675001 |  | U | CYLINDER:RENEW DIRECT INSULATED NEW HEATER |  | Mechanical Services | Hot Water Cylinders | Cylinders - Pre-Insulated Direct | NO | 396.1014 | Cylinder:Turn off/on supply, drain down/refill, renew with ne 144 litre direct copper pre-insulated cylinder, remake connections, vent and test system, new immersion, remake all bonding. | Cylinder:Isolate supply, drain down, disconnect, clear away and renew with ne 144 litre direct copper pre-insulated cylinder, connect existing pipes, refill, vent and test system, including all newly made joints, install 3kW top entry immersion heater and thermostat, remake all bonding, remove/refix shelves etc., reconnect electricity supply and test on completion and remove waste and debris. | 396.1014
GA675003 |  | U | CYLINDER:RENEW DIRECT INSULATED REFIX HEATER |  | Mechanical Services | Hot Water Cylinders | Cylinders - Pre-Insulated Direct | NO | 359.348 | Cylinder:Turn off/on supply, drain down/refill, renew with ne 144 litre direct copper pre-insulated cylinder, remake connections, vent and test system, refix immersion, remake all bonding. | Cylinder:Isolate supply, drain down, disconnect, clear away and renew with ne 144 litre direct copper pre-insulated cylinder, connect existing pipes, refill, vent and test system, including all newly made joints, transfer and refix immersion heater and thermostat, remake all bonding, remove/refix shelves etc., reconnect electricity supply and test on completion and remove waste and debris. | 359.348
GA675005 |  | U | CYLINDER:RENEW INDIRECT INSULATED NEW HEATER |  | Mechanical Services | Hot Water Cylinders | Cylinders - Pre-Insulated Indirect | NO | 411.3737 | Cylinder:Turn off/on supply, drain down/refill, renew with ne 140 litre indirect copper pre-insulated cylinder, remake connections, vent and test system, new immersion, remake all bonding. | Cylinder:Isolate supply, drain down, disconnect, clear away and renew with ne 140 litre indirect pre-insulated cylinder, connect existing pipes, refill, vent and test system, including all newly made joints, install 3kW top entry immersion heater and thermostat, remake all bonding, remove and refix shelves, reconnect electricity supply and test on completion and remove waste and debris. | 411.3737
GA675007 |  | U | CYLINDER:RENEW INDIRECT INSULATED REFIX HEATER |  | Mechanical Services | Hot Water Cylinders | Cylinders - Pre-Insulated Indirect | NO | 374.6202 | Cylinder:Turn off/on supply, drain down/refill, renew with ne 140 litre indirect copper pre-insulated cylinder, remake connections, vent and test system, refix immersion, remake all bonding. | Cylinder:Isolate supply, drain down, disconnect, clear away and renew with ne 140 litre indirect pre-insulated cylinder, connect existing pipes, refill, vent and test system, including all newly made joints, transfer and refix existing immersion heater and thermostat, remake all bonding, remove and refix shelves, reconnect electricity supply and test on completion and remove waste and debris. | 374.6202
GA675021 |  | U | CYLINDER:RENEW FORTIC DIRECT NEW HEATER |  | Mechanical Services | Hot Water Cylinders | Cylinders - Pre-Insulated Fortic Direct | NO | 399.069 | Cylinder:Turn off/on supply, drain down/refill, renew with ne 115 litre Fortic direct pre-insulated combination tank, remake connections, vent and test system, new immersion, bonding. | Cylinder:Isolate supply, drain down, disconnect, clear away and renew with ne 115 litre 'Fortic' direct pre-insulated combination tank, connect to existing pipes, vent and test system, including all newly made joints, install 3kW immersion heater and thermostat, remake all bonding, remove and refix all shelves etc. reconnect electricity supply and test on completion and remove waste and debris. | 399.069
GA675023 |  | U | CYLINDER:RENEW FORTIC DIRECT REFIX HEATER |  | Mechanical Services | Hot Water Cylinders | Cylinders - Pre-Insulated Fortic Direct | NO | 359.3906 | Cylinder:Turn off/on supply, drain down/refill, renew with ne 115 litre Fortic direct pre-insulated combination tank, remake connections, vent and test system, refix immersion, bonding. | Cylinder:Isolate supply, drain down, disconnect immersion heater and set aside, disconnect, clear away and renew with ne 115 litre 'Fortic' direct pre-insulated combination tank, connect to existing pipes, refill, transfer and refix immersion heater, vent and test system including all newly made joints, remake all bonding, remove and refix any shelves etc. reconnect electricity supply and test on completion and remove waste and debris. | 359.3906
GA675025 |  | U | CYLINDER:RENEW FORTIC INDIRECT NEW HEATER |  | Mechanical Services | Hot Water Cylinders | Cylinders - Pre-Insulated Fortic Indirect | NO | 399.1706 | Cylinder:Turn off/on supply, drain down/refill, renew with ne 115 litre Fortic indirect pre-insulated combination tank, remake connections, vent and test system, new immersion, bonding. | Cylinder:Isolate supply, drain down, disconnect, clear away and renew with ne 115 litre 'Fortic' indirect pre-insulated combination tank, connect existing pipes, refill, vent and test, including made joints, install 3kW immersion heater and thermostat, remake all bonding, remove and refix shelves etc., reconnect electricity supply and test on completion and remove waste and debris. | 399.1706
GA675027 |  | U | CYLINDER:RENEW FORTIC INDIRECT REFIX HEATER |  | Mechanical Services | Hot Water Cylinders | Cylinders - Pre-Insulated Fortic Indirect | NO | 362.4171 | Cylinder:Turn off/on supply, drain down/refill, renew with ne 115 litre Fortic indirect pre-insulated combination tank, remake connections, vent and test system, refix immersion, bonding. | Cylinder:Isolate supply, drain down, disconnect immersion heater and set aside, disconnect, clear away and renew with ne 115 litre 'Fortic' litre indirect pre-insulated combination tank, connect to existing pipes, refill, refix immersion heater, vent and test system including all newly made joints, remake all bonding, remove and refix any shelves etc., reconnect electricity supply and test on completion and remove waste and debris. | 362.4171
GA675033 |  | U | CYLINDER:RENEW ELSON TANK NEW HEATERS |  | Mechanical Services | Hot Water Cylinders | Cylinders - Elson Type Combination Tanks | NO | 1676.291 | Cylinder:Turn off/on supply, drain down/refill, renew with ne 144 litre Elson combination tank, remake connections, vent and test system, new top, bottom immersions, thermostats, bonding. | Cylinder:Isolate supply, drain down, disconnect, clear away and renew with ne 144 litre Elson combination tank, connect existing pipes, vent and test system, including all newly made joints, install new top and bottom entry immersion heaters and thermostats, remake all bonding, remove and refix all shelves etc., reconnect electricity supply and test on completion and remove waste and debris. | 1676.291
GA675035 |  | U | CYLINDER:RENEW ELSON TANK REFIX HEATERS |  | Mechanical Services | Hot Water Cylinders | Cylinders - Elson Type Combination Tanks | NO | 1617.7638 | Cylinder:Turn off/on supply, drain down/refill, renew with ne 144 litre Elson combination tank, remake connections, vent and test system, refix immersions and thermostats, bonding. | Cylinder:Isolate supply, drain down, disconnect, clear away and renew with ne 144 litre Elson combination tank, connect existing pipes vent and test system, including all newly made joints, transfer and refix top and bottom entry immersion heaters and thermostats, remake all bonding, remove and refix all shelves etc., reconnect electricity supply and test on completion and remove waste and debris. | 1617.7638
GA675037 |  | U | CYLINDER:RENEW LEAKING FITTING |  | Mechanical Services | Hot Water Cylinders | Cylinders - Repairs etc. | NO | 17.3469 | Cylinder:Renew or remake leaking joint to fitting to copper cylinder and test upon completion and remove waste and debris. | Cylinder:Renew or remake leaking joint to fitting to copper cylinder and test upon completion and remove waste and debris. | 17.3469
GA675039 |  | U | CYLINDER:REPAIR LEAK |  | Mechanical Services | Hot Water Cylinders | Cylinders - Repairs etc. | NO | 44.4269 | Cylinder:Drain down copper cylinder, remove jacket, shelves etc., prepare, wipe patch to repair leak, refill, vent and test system, refix jacket, and test on completion. | Cylinder:Drain down copper cylinder as necessary, remove jacket, shelves etc., prepare and wipe patch to repair leak, refill, vent and test system, including all newly made joints, refix jacket and test on completion and remove waste and debris. | 44.4269
GA675041 |  | U | CYLINDER:DRAIN DESCALE FLUSH OUT |  | Mechanical Services | Hot Water Cylinders | Cylinders - Repairs etc. | NO | 63.3342 | Cylinder:Isolate electricity supply, drain down/refill cylinder, remove/refix jacket, shelves etc., remove, descale, flush out, refix cylinder, vent and test system, reconnect electricity, test. | Cylinder:Isolate electricity supply, drain down cylinder, remove jacket, shelves etc., remove, descale, flush out and securely refix cylinder, refill, vent and test system, including all newly made joints, reconnect electricity supply, refix jacket and test on completion and remove waste and debris. | 63.3342
GA675043 |  | U | CYLINDER:RENEW FLANGE |  | Mechanical Services | Hot Water Cylinders | Cylinders - Repairs etc. | NO | 36.8619 | Cylinder:Isolate supply, drain down/refill copper cylinder, remove/refix jacket, shelves etc., disconnect, clear away and renew immersion heater flange, vent and test system. | Cylinder:Isolate supply, drain down copper cylinder, remove jacket, shelves etc., disconnect, clear away and renew immersion heater flange, refix jacket, shelves etc., refill, vent and test system and remove waste and debris. | 36.8619
GA675045 |  | U | CYLINDER:SUPPLY PAIR ISOLATING VALVES |  | Mechanical Services | Hot Water Cylinders | Cylinders - Repairs etc. | IT | 61.1777 | Cylinder:Isolate supply, drain down as necessary and insert pair of isolating valves to hot water cylinder circuit, reinstate supply, fill, vent and test and remove waste and debris. | Cylinder:Isolate supply, drain down as necessary and insert pair of isolating valves to hot water cylinder circuit, reinstate supply, fill, vent and test and remove waste and debris. | 61.1777
GA675047 |  | U | CYLINDER:SERVICE PRESSURISED CYLINDER |  | Mechanical Services | Hot Water Cylinders | Cylinders - Repairs etc. | NO | 34.4906 | Cylinder:Carry out service to any size/type of pressurised hot water cylinder. | Cylinder:Carry out service to any size/type of pressurised hot water cylinder. | 34.4906
GA675050 |  | U | COIL HEATER:RENEW TO MEGAFLOW |  | Mechanical Services | Hot Water Cylinders | Cylinders - Repairs etc. | IT | 69.5438 | Coil Heater:Renew coil heater to megaflow cylinder with ne 3kW alloy- sheathed heater, refill, test/vent, refix, test, reset thermostat, connect, reconnect electric, test, remove debris. | Coil Heater:Renew coil heater to megaflow cylinder with ne 3kW alloy- sheathed heater, refill, test/vent, refix, test, reset thermostat, connect, reconnect electric, test, remove debris. | 69.5438
GA677001 |  | U | PLUMBUNIT:RENEW STD DIR 227LTR COLD NE 144LTR HOT |  | Mechanical Services | Hot Water Cylinders | Proprietary Prefabricated Hot/Cold Plumbing Units | NO | 1708.109 | Plumbunit:Renew any size or type of proprietary plumbing unit with preplumbed unit comprising ne 227 ltr cold water storage tank ne 144 ltr direct pre-insulated cylinder, complete. | Plumbunit:Renew any size or type proprietary prefabricated plumbing unit with new unit comprising ne 227 ltr polythene cold water storage tank with lid, ballvalve, Byelaw 30 kit, ne 144 ltr direct pre-insulated copper grade 3 cylinder, two 3kW top/bottom entry immersion heaters and thermostats, copper pipework, fittings, connections and valves all pre-plumbed on vented baseboards within painted steel supporting bases and framework, including turn water supply on/off, drain down, disconnect, clear away, connect to existing supply/distribution and overflow pipes etc., adjust ballvalve and float, refill, vent and test system, including all newly made joints, remake all earth bonding, reconnect electricity supply and test on completion and remove waste and debris. | 1708.109
GA677011 |  | U | PLUMBUNIT:RENEW STD IND 227LTR COLD NE 140LTR HOT |  | Mechanical Services | Hot Water Cylinders | Proprietary Prefabricated Hot/Cold Plumbing Units | NO | 1727.7035 | Plumbunit:Renew any size or type of proprietary plumbing unit with preplumbed unit comprising ne 227 ltr cold water storage tank ne 140 ltr indirect pre-insulated cylinder, complete. | Plumbunit:Renew any size or type proprietary prefabricated plumbing unit with new unit comprising ne 227 ltr polythene cold water storage tank and ne 18 ltr feed and expansion tank with lids, ballvalves, Byelaw 30 kits, ne 140 ltr indirect pre-insulated copper grade 3 cylinder, copper pipework, fittings, connections and valves all pre-plumbed on vented baseboards within painted steel supporting bases and framework, including turn water supply on/off, drain down, disconnect, clear away, connect to existing supply/distribution and overflow pipes etc., adjust ballvalve and float, refill, vent, balance and test systems, including all newly made joints, remake all earth bonding, reconnect electricity supply and test on completion and remove waste and debris. | 1727.7035
GA679001 |  | U | CYLINDER:RENEW UNVENTED ECO 710 PRE-INSUL 190 LTR |  | Mechanical Services | Hot Water Cylinders | Cylinders - Economy 7/10 Unvented Direct Pre-Insul | NO | 912.9997 | Cylinder:Turn on/off supplies, renew 190 ltr unvented pre-insulated Economy 7 or 10 cylinder, valves, exp. vessel, 2 x 3 kW immersions, thermostat, connections, vent, test system, install, bonding. | Cylinder:Isolate supply, drain down, disconnect, clear away and renew or install 190 litre unvented pre-insulated Economy 7 or 10 copper cylinder with temperature and relief valves, 18 litre expansion vessel, connect new and existing feed and supply pipes, refill, vent and test system, including all newly made joints, install 2 no. 3kW immersion heaters (lower and upper boost) and thermostat, remake all bonding, remove/refix shelves etc. reconnect electricity supply and test on completion and remove waste and debris. | 912.9997
GA679003 |  | U | CYLINDER:RENEW UNVENTED ECO 710 PRE-INSUL 210 LTR |  | Mechanical Services | Hot Water Cylinders | Cylinders - Economy 7/10 Unvented Direct Pre-Insul | NO | 1062.2215 | Cylinder:Isolate supply, drain down, disconnect, renew or install 210 litre unvented pre-insulated Economy 7 or 10 cylinder with twin immersions, valves, 18 litre expansion vessel, test, bond. | Cylinder:Isolate supply, drain down, disconnect, clear away and renew or install 210 litre unvented pre-insulated Economy 7 or 10 copper cylinder with temperature and relief valves, 24 litre expansion vessel, connect new and existing feed and supply pipes, refill, vent and test system, including all newly made joints, install 2 no. 3kW immersion heaters (lower and upper boost) and thermostat, remake all bonding, remove/refix shelves etc. reconnect electricity supply and test on completion and remove waste and debris. | 1062.2215
GA679005 |  | U | CYLINDER:RENEW UNVENTED ECO 710 PRE-INSUL 250 LTR |  | Mechanical Services | Hot Water Cylinders | Cylinders - Economy 7/10 Unvented Direct Pre-Insul | NO | 1188.3475 | Cylinder:Isolate supply, drain down, disconnect, renew or install 250 litre unvented pre-insulated Economy 7 or 10 cylinder with twin immersions, valves, 18 litre expansion vessel, test, bond. | Cylinder:Isolate supply, drain down, disconnect, clear away and renew or install 250 litre unvented pre-insulated Economy 7 or 10 copper cylinder with temperature and relief valves, 24 litre expansion vessel, connect new and existing feed and supply pipes, refill, vent and test system, including all newly made joints, install 2 no. 3kW immersion heaters (lower and upper boost) and thermostat, remake all bonding, remove/refix shelves etc. reconnect electricity supply and test on completion and remove waste and debris. | 1188.3475
GA679007 |  | U | CYLINDER:RENEW UNVENTED ECO 710 PRE-INSUL 300 LTR |  | Mechanical Services | Hot Water Cylinders | Cylinders - Economy 7/10 Unvented Direct Pre-Insul | NO | 1326.7468 | Cylinder:Isolate supply, drain down, disconnect, renew or install 300 litre unvented pre-insulated Economy 7 or 10 cylinder with twin immersions, valves, 18 litre expansion vessel, test, bond. | Cylinder:Isolate supply, drain down, disconnect, clear away and renew or install 300 litre unvented pre-insulated Economy 7 or 10 copper cylinder with temperature and relief valves, 40 litre expansion vessel, connect new and existing feed and supply pipes, refill, vent and test system, including all newly made joints, install 2 no. 3kW immersion heaters (lower and upper boost) and thermostat, remake all bonding, remove/refix shelves etc. reconnect electricity supply and test on completion and remove waste and debris. | 1326.7468
GA679009 |  | U | CYLINDER:RENEW UNVENTED INDIRECT PRE-INSUL 190 LTR |  | Mechanical Services | Hot Water Cylinders | Cylinders - Unvented Indirect Pre-insulated | NO | 1074.4831 | Cylinder:Turn on/off supplies, renew 190 litre unvented pre-insulated cylinder complete with primary coil, dual thermostat, wiring centre, valves, exp vessel, connections, vent, test system, bonding. | Cylinder:Isolate supply, drain down, disconnect, clear away and renew or install 190 litre unvented pre-insulated cylinder complete with primary coil, dual thermostat, wiring centre 2 part zone valve, temperature and pressure relief valves, 18 litre expansion vessel, connect new and existing feed and supply pipes, refill, vent and test system, including all newly made joints, remake all bonding, remove/refix shelves etc. reconnect electricity supply and test on completion and remove waste and debris. | 1074.4831
GA679011 |  | U | CYLINDER:RENEW UNVENTED INDIRECT PRE-INSUL 210 LTR |  | Mechanical Services | Hot Water Cylinders | Cylinders - Unvented Indirect Pre-insulated | NO | 1204.3297 | Cylinder:Turn on/off supplies, renew 210 litre unvented pre-insulated cylinder complete with primary coil, dual thermostat, wiring centre, valves, exp vessel, connections, vent, test system, bonding. | Cylinder:Isolate supply, drain down, disconnect, clear away and renew or install 210 litre unvented pre-insulated cylinder complete with primary coil, dual thermostat, wiring centre 2 part zone valve, temperature and pressure relief valves, 24 litre expansion vessel, connect new and existing feed and supply pipes, refill, vent and test system, including all newly made joints, remake all bonding, remove/refix shelves etc. reconnect electricity supply and test on completion and remove waste and debris. | 1204.3297
GA679013 |  | U | CYLINDER:RENEW UNVENTED INDIRECT PRE-INSUL 250 LTR |  | Mechanical Services | Hot Water Cylinders | Cylinders - Unvented Indirect Pre-insulated | NO | 1625.1787 | Cylinder:Turn on/off supplies, renew 250 litre unvented pre-insulated cylinder complete with primary coil, dual thermostat, wiring centre, valves, exp vessel, connections, vent, test system, bonding. | Cylinder:Isolate supply, drain down, disconnect, clear away and renew or install 250 litre unvented pre-insulated cylinder complete with primary coil, dual thermostat, wiring centre 2 part zone valve, temperature and pressure relief valves, 24 litre expansion vessel, connect new and existing feed and supply pipes, refill, vent and test system, including all newly made joints, remake all bonding, remove/refix shelves etc. reconnect electricity supply and test on completion and remove waste and debris. | 1625.1787
GA679015 |  | U | CYLINDER:RENEW UNVENTED INDIRECT PRE-INSUL 300 LTR |  | Mechanical Services | Hot Water Cylinders | Cylinders - Unvented Indirect Pre-insulated | NO | 1666.0234 | Cylinder:Turn on/off supplies, renew 300 litre unvented pre-insulated cylinder complete with primary coil, dual thermostat, wiring centre, valves, exp vessel, connections, vent, test system, bonding. | Cylinder:Isolate supply, drain down, disconnect, clear away and renew or install 300 litre unvented pre-insulated cylinder complete with primary coil, dual thermostat, wiring centre 2 part zone valve, temperature and pressure relief valves, 40 litre expansion vessel, connect new and existing feed and supply pipes, refill, vent and test system, including all newly made joints, remake all bonding, remove/refix shelves etc. reconnect electricity supply and test on completion and remove waste and debris. | 1666.0234
GA679101 |  | U | CYLINDER:RENEW VENTED DIRECT INSULATED 100 LTR |  | Mechanical Services | Hot Water Cylinders | Cylinders - Vented Direct Pre-insulated | NO | 1095.2506 | Cylinder:Turn on/off supplies, renew 100 litre vented pre-insulated Dimplex Quantum cylinder with valves, immersion heaters, thermostat, expansion vessel, connections, vent, test system, bonding. | Cylinder:Isolate supply, drain down, disconnect, clear away and renew or install 100 litre vented pre-insulated Dimplex Quantum or other equal and approved electric water heating cylinder with temperature and relief valves, 18 litre expansion vessel, connect new and existing feed and supply pipes, refill, vent and test system, including all newly made joints, install 2 no. 3kW immersion heaters (lower and upper boost) and thermostat, remake all bonding, remove/refix shelves etc. reconnect electricity supply and test on completion and remove waste and debris. | 1095.2506
GA679103 |  | U | CYLINDER:RENEW VENTED DIRECT INSULATED 125 LTR |  | Mechanical Services | Hot Water Cylinders | Cylinders - Vented Direct Pre-insulated | NO | 1122.9328 | Cylinder:Turn on/off supplies, renew 125 litre vented pre-insulated Dimplex Quantum cylinder with valves, immersion heaters, thermostat, expansion vessel, connections, vent, test system, bonding. | Cylinder:Isolate supply, drain down, disconnect, clear away and renew or install 125 litre vented pre-insulated Dimplex Quantum or other equal and approved electric water heating cylinder with temperature and relief valves, 18 litre expansion vessel, connect new and existing feed and supply pipes, refill, vent and test system, including all newly made joints, install 2 no. 3kW immersion heaters (lower and upper boost) and thermostat, remake all bonding, remove/refix shelves etc. reconnect electricity supply and test on completion and remove waste and debris. | 1122.9328
GA679105 |  | U | CYLINDER:RENEW VENTED DIRECT INSULATED 150 LTR |  | Mechanical Services | Hot Water Cylinders | Cylinders - Vented Direct Pre-insulated | NO | 1153.3879 | Cylinder:Turn on/off supplies, renew 150 litre vented pre-insulated Dimplex Quantum cylinder with valves, immersion heaters, thermostat, expansion vessel, connections, vent, test system, bonding. | Cylinder:Isolate supply, drain down, disconnect, clear away and renew or install 150 litre vented pre-insulated Dimplex Quantum or other equal and approved electric water heating cylinder with temperature and relief valves, 18 litre expansion vessel, connect new and existing feed and supply pipes, refill, vent and test system, including all newly made joints, install 2 no. 3kW immersion heaters (lower and upper boost) and thermostat, remake all bonding, remove/refix shelves etc. reconnect electricity supply and test on completion and remove waste and debris. | 1153.3879
GA679107 |  | U | CYLINDER:RENEW VENTED DIRECT INSULATED 175 LTR |  | Mechanical Services | Hot Water Cylinders | Cylinders - Vented Direct Pre-insulated | NO | 1203.2182 | Cylinder:Turn on/off supplies, renew 175 litre vented pre-insulated Dimplex Quantum cylinder with valves, immersion heaters, thermostat, expansion vessel, connections, vent, test system, bonding. | Cylinder:Isolate supply, drain down, disconnect, clear away and renew or install 175 litre vented pre-insulated Dimplex Quantum or other equal and approved electric water heating cylinder with temperature and relief valves, 18 litre expansion vessel, connect new and existing feed and supply pipes, refill, vent and test system, including all newly made joints, install 2 no. 3kW immersion heaters (lower and upper boost) and thermostat, remake all bonding, remove/refix shelves etc. reconnect electricity supply and test on completion and remove waste and debris. | 1203.2182
GA679109 |  | U | CYLINDER:RENEW VENTED DIRECT INSULATED 210 LTR |  | Mechanical Services | Hot Water Cylinders | Cylinders - Vented Direct Pre-insulated | NO | 1253.0719 | Cylinder:Turn on/off supplies, renew 210 litre vented pre-insulated Dimplex Quantum cylinder with valves, immersion heaters, thermostat, expansion vessel, connections, vent, test system, bonding. | Cylinder:Isolate supply, drain down, disconnect, clear away and renew or install 210 litre vented pre-insulated Dimplex Quantum or other equal and approved electric water heating cylinder with temperature and relief valves, 18 litre expansion vessel, connect new and existing feed and supply pipes, refill, vent and test system, including all newly made joints, install 2 no. 3kW immersion heaters (lower and upper boost) and thermostat, remake all bonding, remove/refix shelves etc. reconnect electricity supply and test on completion and remove waste and debris. | 1253.0719
GA679111 |  | U | CYLINDER:RENEW VENTED DIRECT INSULATED 250 LTR |  | Mechanical Services | Hot Water Cylinders | Cylinders - Vented Direct Pre-insulated | NO | 1290.43 | Cylinder:Turn on/off supplies, renew 250 litre vented pre-insulated Dimplex Quantum cylinder with valves, immersion heaters, thermostat, expansion vessel, connections, vent, test system, bonding. | Cylinder:Isolate supply, drain down, disconnect, clear away and renew or install 250 litre vented pre-insulated Dimplex Quantum or other equal and approved electric water heating cylinder with temperature and relief valves, 18 litre expansion vessel, connect new and existing feed and supply pipes, refill, vent and test system, including all newly made joints, install 2 no. 3kW immersion heaters (lower and upper boost) and thermostat, remake all bonding, remove/refix shelves etc. reconnect electricity supply and test on completion and remove waste and debris. | 1290.43
GA679201 |  | U | CYLINDER:RENEW UNVENTED DIRECT INSULATED 100 LTR |  | Mechanical Services | Hot Water Cylinders | Cylinders - Unvented Direct Pre-insulated | NO | 957.9628 | Cylinder:Turn on/off supplies, renew 100 litre unvented pre-insulated Dimplex Quantum cylinder with valves, immersion heaters, thermostat, expansion vessel, connections, vent, test system, bonding. | Cylinder:Isolate supply, drain down, disconnect, clear away and renew or install 100 litre unvented pre-insulated Dimplex Quantum or equal and approved electric water heating cylinder with temperature and relief valves, 18 litre expansion vessel, connect new and existing feed and supply pipes, refill, vent and test system, including all newly made joints, install 2 no. 3kW immersion heaters (lower and upper boost) and thermostat, remake all bonding, remove/refix shelves etc. reconnect electricity supply and test on completion and remove waste and debris. | 957.9628
GA679203 |  | U | CYLINDER:RENEW UNVENTED DIRECT INSULATED 125 LTR |  | Mechanical Services | Hot Water Cylinders | Cylinders - Unvented Direct Pre-insulated | NO | 981.8308 | Cylinder:Turn on/off supplies, renew 125 litre unvented pre-insulated Dimplex Quantum cylinder with valves, immersion heaters, thermostat, expansion vessel, connections, vent, test system, bonding. | Cylinder:Isolate supply, drain down, disconnect, clear away and renew or install 125 litre unvented pre-insulated Dimplex Quantum or equal and approved electric water heating cylinder with temperature and relief valves, 18 litre expansion vessel, connect new and existing feed and supply pipes, refill, vent and test system, including all newly made joints, install 2 no. 3kW immersion heaters (lower and upper boost) and thermostat, remake all bonding, remove/refix shelves etc. reconnect electricity supply and test on completion and remove waste and debris. | 981.8308
GA679205 |  | U | CYLINDER:RENEW UNVENTED DIRECT INSULATED 150 LTR |  | Mechanical Services | Hot Water Cylinders | Cylinders - Unvented Direct Pre-insulated | NO | 1008.0739 | Cylinder:Turn on/off supplies, renew 150 litre unvented pre-insulated Dimplex Quantum cylinder with valves, immersion heaters, thermostat, expansion vessel, connections, vent, test system, bonding. | Cylinder:Isolate supply, drain down, disconnect, clear away and renew or install 150 litre unvented pre-insulated Dimplex Quantum or equal and approved electric water heating cylinder with temperature and relief valves, 18 litre expansion vessel, connect new and existing feed and supply pipes, refill, vent and test system, including all newly made joints, install 2 no. 3kW immersion heaters (lower and upper boost) and thermostat, remake all bonding, remove/refix shelves etc. reconnect electricity supply and test on completion and remove waste and debris. | 1008.0739
GA679207 |  | U | CYLINDER:RENEW UNVENTED DIRECT PRE-INSUL 175 LTR |  | Mechanical Services | Hot Water Cylinders | Cylinders - Unvented Direct Pre-insulated | NO | 1051.048 | Cylinder:Turn on/off supplies, renew 175 litre unvented pre-insulated Dimplex Quantum cylinder with valves, immersion heaters, thermostat, expansion vessel, connections, vent, test system, bonding. | Cylinder:Isolate supply, drain down, disconnect, clear away and renew or install 175 litre unvented pre-insulated Dimplex Quantum or equal and approved electric water heating cylinder with temperature and relief valves, 18 litre expansion vessel, connect new and existing feed and supply pipes, refill, vent and test system, including all newly made joints, install 2 no. 3kW immersion heaters (lower and upper boost) and thermostat, remake all bonding, remove/refix shelves etc. reconnect electricity supply and test on completion and remove waste and debris. | 1051.048
GA679209 |  | U | CYLINDER:RENEW UNVENTED DIRECT PRE-INSUL 210 LTR |  | Mechanical Services | Hot Water Cylinders | Cylinders - Unvented Direct Pre-insulated | NO | 1094.0104 | Cylinder:Turn on/off supplies, renew 210 litre unvented pre-insulated Dimplex Quantum cylinder with valves, immersion heaters, thermostat, expansion vessel, connections, vent, test system, bonding. | Cylinder:Isolate supply, drain down, disconnect, clear away and renew or install 210 litre unvented pre-insulated Dimplex Quantum or equal and approved electric water heating cylinder with temperature and relief valves, 18 litre expansion vessel, connect new and existing feed and supply pipes, refill, vent and test system, including all newly made joints, install 2 no. 3kW immersion heaters (lower and upper boost) and thermostat, remake all bonding, remove/refix shelves etc. reconnect electricity supply and test on completion and remove waste and debris. | 1094.0104
GA679211 |  | U | CYLINDER:RENEW UNVENTED DIRECT PRE-INSUL 250 LTR |  | Mechanical Services | Hot Water Cylinders | Cylinders - Unvented Direct Pre-insulated | NO | 1126.2205 | Cylinder:Turn on/off supplies, renew 250 litre unvented pre-insulated Dimplex Quantum cylinder with valves, immersion heaters, thermostat, expansion vessel, connections, vent, test system, bonding. | Cylinder:Isolate supply, drain down, disconnect, clear away and renew or install 250 litre unvented pre-insulated Dimplex Quantum or equal and approved electric water heating cylinder with temperature and relief valves, 18 litre expansion vessel, connect new and existing feed and supply pipes, refill, vent and test system, including all newly made joints, install 2 no. 3kW immersion heaters (lower and upper boost) and thermostat, remake all bonding, remove/refix shelves etc. reconnect electricity supply and test on completion and remove waste and debris. | 1126.2205
GA680001 |  | U | SCALE REDUCER:SUPPLY MAGNETIC TYPE |  | Mechanical Services | Hot Water Cylinders | Scale Reducers | IT | 44.8106 | Scale Reducer:Supply and install magnetic type scale reducer to cold water supply, locate, turn water off/on, drain down/refill system, cut pipe insert scale reducer unit, connections, test. | Scale Reducer:Supply and install magnetic type scale reducer to cold water supply including locate and turn water off, drain down as necessary, cut into existing pipe and insert scale reducer unit including all necessary connections, reinstate water supply and test and remove waste and debris. | 44.8106
GA680003 |  | U | SCALE REDUCER:SUPPLY ELECTROLYTIC TYPE |  | Mechanical Services | Hot Water Cylinders | Scale Reducers | IT | 41.7803 | Scale Reducer:Supply and install electrolytic type scale reducer to cold water supply, locate, turn water off/on, drain down/refill system, cut pipe insert scale reducer unit, connections, test. | Scale Reducer:Supply and install electrolytic type scale reducer to cold water supply including locate and turn water off, drain down as necessary, cut into existing pipe and insert scale reducer unit including all necessary connections, reinstate water supply and test and remove waste and debris. | 41.7803
GA680005 |  | U | SCALE REDUCER:SUPPLY CHEMICAL TYPE |  | Mechanical Services | Hot Water Cylinders | Scale Reducers | IT | 134.9462 | Scale Reducer:Supply and install chemical in line scale reducer to cold water supply, locate, turn water off/on, drain down/refill system, cut pipe insert scale reducer unit, connections, test. | Scale Reducer:Supply and install chemical in line scale reducer to cold water supply including locate and turn water off, drain down as necessary, cut into existing pipe and insert scale reducer unit including fix two stop valves, make all necessary connections and test and remove waste and debris. | 134.9462
GA680007 |  | U | SCALE REDUCER:RECHARGE CHEMICAL TYPE |  | Mechanical Services | Hot Water Cylinders | Scale Reducers | IT | 35.1817 | Scale Reducer:Gain access and recharge any type of chemical scale reducer. | Scale Reducer:Gain access and recharge any type of chemical scale reducer. | 35.1817
GA680009 |  | U | SCALE REDUCER:ELECTRO MAGNETIC NON INTRUSIVE TYPE |  | Mechanical Services | Hot Water Cylinders | Scale Reducers | IT | 83.7946 | Scale Reducer:Supply and install electronic Water King non intrusive type scale reducer locate, turn water off/on, drain down/refill system, test. | Scale Reducer:Supply and install electronic 'Water King' non intrusive type scale reducer to hot or cold water pipes complete, computerised control unit with internal transformer hardwired to fused electrical outlet, wire aerials coiled around pipework and secured, make all necessary connections and test and remove waste and debris. | 83.7946
GA690001 |  | R | FILTER:SUPPLY MAGNACLEAN CENTRAL HEATING FILTER |  | Mechanical Services | Hot Water Cylinders | Magnaclean Filter | IT | 140.6687 | Filter:Supply + install or renew magna clean central heating filter to flow + return pipework, install in line twin reverse flow central heating filter unit complete, vent/test, remove waste + debris. | Filter:Supply and install or renew magna clean central heating filter to flow and return pipework including isolate or drain down circuits, drain down as necessary, cut into existing pipework and insert new, or disconnect existing, and install in line twin reverse flow central heating filter unit complete with low profile drain valve, air vent assembly, including all necessary 22mm compression connections, and subsequently refill, install corrosion inhibitor, vent and test, and remove waste and debris. | 140.6687
GA701101 |  | U | RADIATOR VALVE:COMMERCIAL NPB 3/4" 1 PIPE TAMPER |  | Mechanical Services | Radiator Valves - Rated 10 bar at 120 deg.C | Nickel Plated Brass Bodies - Tamperproof | NO | 162.691 | Radiator Valve:Renew rated 10 bar at 120 deg.C 3/4" commercial quality, nickel plated brass, back sealing, tamperproof, thermostatic angle/straight radiator valve, vapour filled sensor, 1 pipe system. | Radiator Valve:Renew complete any rated 10 bar at 120 deg.C 3/4" commercial quality, nickel plated brass, back sealing, tamperproof, thermostatic angle or straight radiator valve with vapour filled sensor, for one pipe system, including isolate radiator or drain down circuit and subsequently refill, install corrosion inhibitor, vent and test, and remove waste and debris. | 162.691
GA701103 |  | U | RADIATOR VALVE:COMMERCIAL NPB 1" 1 PIPE TAMPER |  | Mechanical Services | Radiator Valves - Rated 10 bar at 120 deg.C | Nickel Plated Brass Bodies - Tamperproof | NO | 181.2812 | Radiator Valve:Renew rated 10 bar at 120 deg.C 1" commercial quality, nickel plated brass, back sealing, tamperproof, thermostatic angle or straight radiator valve, vapour filled sensor, 1 pipe system | Radiator Valve:Renew complete any rated 10 bar at 120 deg.C 1" commercial quality, nickel plated brass, back sealing, tamperproof, thermostatic angle or straight radiator valve with vapour filled sensor, for one pipe system, including isolate radiator or drain down circuit and subsequently refill, install corrosion inhibitor, vent and test, and remove waste and debris. | 181.2812
GA701105 |  | U | RADIATOR VALVE:COMMERCIAL NPB 3/4" 2 PIPE TAMPER |  | Mechanical Services | Radiator Valves - Rated 10 bar at 120 deg.C | Nickel Plated Brass Bodies - Tamperproof | NO | 162.691 | Radiator Valve:Renew rated 10 bar at 120 deg.C 3/4" commercial quality, nickel plated brass, back sealing, tamperproof, thermostatic angle/straight radiator valve, vapour filled sensor, 2 pipe system. | Radiator Valve:Renew complete any rated 10 bar at 120 deg.C 3/4" commercial quality, nickel plated brass, back sealing, tamperproof, thermostatic angle or straight radiator valve with vapour filled sensor, for two pipe system, including isolate radiator or drain down circuit and subsequently refill, install corrosion inhibitor, vent and test, and remove waste and debris. | 162.691
GA701107 |  | U | RADIATOR VALVE:COMMERCIAL NPB 1" 2 PIPE TAMPER |  | Mechanical Services | Radiator Valves - Rated 10 bar at 120 deg.C | Nickel Plated Brass Bodies - Tamperproof | NO | 181.2812 | Radiator Valve:Renew rated 10 bar at 120 deg.C 1" commercial quality, nickel plated brass, back sealing, tamperproof, thermostatic angle or straight radiator valve, vapour filled sensor, 2 pipe system | Radiator Valve:Renew complete any rated 10 bar at 120 deg.C 1" commercial quality, nickel plated brass, back sealing, tamperproof, thermostatic angle or straight radiator valve with vapour filled sensor, for two pipe system, including isolate radiator or drain down circuit and subsequently refill, install corrosion inhibitor, vent and test, and remove waste and debris. | 181.2812
GA701121 |  | U | RADIATOR VALVE:COMMERCIAL NPB 3/4" 1 PIPE |  | Mechanical Services | Radiator Valves - Rated 10 bar at 120 deg.C | Nickel Plated Brass Bodies - Standard | NO | 162.691 | Radiator Valve:Renew rated 10 bar at 120 deg.C 3/4" commercial quality, nickel plated brass, back sealing, thermostatic angle or straight radiator valve with vapour filled sensor, for one pipe system. | Radiator Valve:Renew complete any rated 10 bar at 120 deg.C 3/4" commercial quality, nickel plated brass, back sealing, thermostatic angle or straight radiator valve with vapour filled sensor, for one pipe system, including isolate radiator/drain down circuit, subsequently refill, install corrosion inhibitor, vent and test, and remove waste and debris. | 162.691
GA701123 |  | U | RADIATOR VALVE:COMMERCIAL NPB 1" 1 PIPE |  | Mechanical Services | Radiator Valves - Rated 10 bar at 120 deg.C | Nickel Plated Brass Bodies - Standard | NO | 181.2812 | Radiator Valve:Renew rated 10 bar at 120 deg.C 1" commercial quality, nickel plated brass, back sealing, thermostatic angle or straight radiator valve with vapour filled sensor, for 1 pipe system. | Radiator Valve:Renew complete any rated 10 bar at 120 deg.C 1" commercial quality, nickel plated brass, back sealing, thermostatic angle or straight radiator valve with vapour filled sensor, for one pipe system, including isolate radiator/drain down circuit, subsequently refill, install corrosion inhibitor, vent and test, and remove waste and debris. | 181.2812
GA701125 |  | U | RADIATOR VALVE:COMMERCIAL NPB 3/4" 2 PIPE |  | Mechanical Services | Radiator Valves - Rated 10 bar at 120 deg.C | Nickel Plated Brass Bodies - Standard | NO | 162.691 | Radiator Valve:Renew rated 10 bar at 120 deg.C 3/4" commercial quality, nickel plated brass, back sealing, thermostatic angle or straight radiator valve with vapour filled sensor, for two pipe system. | Radiator Valve:Renew complete any rated 10 bar at 120 deg.C 3/4" commercial quality, nickel plated brass, back sealing, thermostatic angle or straight radiator valve with vapour filled sensor, for two pipe system, including isolate radiator/drain down circuit, subsequently refill, install corrosion inhibitor, vent and test, and remove waste and debris. | 162.691
GA701127 |  | U | RADIATOR VALVE:COMMERCIAL NPB 1" 2 PIPE |  | Mechanical Services | Radiator Valves - Rated 10 bar at 120 deg.C | Nickel Plated Brass Bodies - Standard | NO | 181.2812 | Radiator Valve:Renew rated 10 bar at 120 deg.C 1" commercial quality, nickel plated brass, back sealing, thermostatic angle or straight radiator valve with vapour filled sensor, for two pipe system. | Radiator Valve:Renew complete any rated 10 bar at 120 deg.C 1" commercial quality, nickel plated brass, back sealing, thermostatic angle or straight radiator valve with vapour filled sensor, for two pipe system, including isolate radiator/drain down circuit, subsequently refill, install corrosion inhibitor, vent and test, and remove waste and debris. | 181.2812
GA701131 |  | U | RADIATOR VALVE:DOMESTIC NPB 1/2" 1 PIPE |  | Mechanical Services | Radiator Valves - Rated 10 bar at 120 deg.C | Nickel Plated Brass Bodies - Domestic | NO | 81.9555 | Radiator Valve:Renew rated 10 bar at 120 deg.C 1/2" domestic quality, nickel plated brass, back sealing, thermostatic angle or straight radiator valve, vapour filled sensor, for 1 pipe system. | Radiator Valve:Renew complete any rated 10 bar at 120 deg.C 1/2" domestic quality, nickel plated brass, back sealing, thermostatic angle or straight radiator valve with vapour filled sensor, for one pipe system, including isolate radiator/drain down circuit, subsequently refill, install corrosion inhibitor, vent and test, and remove waste and debris. | 81.9555
GA701133 |  | U | RADIATOR VALVE:DOMESTIC NPB 1/2" 2 PIPE |  | Mechanical Services | Radiator Valves - Rated 10 bar at 120 deg.C | Nickel Plated Brass Bodies - Domestic | NO | 81.9555 | Radiator Valve:Renew rated 10 bar at 120 deg.C 1/2" domestic quality, nickel plated brass, back sealing, thermostatic angle or straight radiator valve, vapour filled sensor, for 2 pipe system. | Radiator Valve:Renew complete any rated 10 bar at 120 deg.C 1/2" domestic quality, nickel plated brass, back sealing, thermostatic angle or straight radiator valve with vapour filled sensor, for two pipe system, including isolate radiator/drain down circuit, subsequently refill, install corrosion inhibitor, vent and test, and remove waste and debris. | 81.9555
GA701301 |  | U | RADIATOR VALVE:COMM CPB 1/2" 2 PIPE ANGLE TAMPER |  | Mechanical Services | Radiator Valves - Rated 10 bar at 120 deg.C | Polished Chrome Plated Bronze Bodies - Tamperproof | NO | 88.4011 | Radiator Valve:Renew rated 10 bar at 120 deg.C 1/2" commercial quality, cp bronze, back sealing, tamperproof, thermostatic, globe type, angle radiator valve, liquid filled sensor, for 2 pipe system. | Radiator Valve:Renew complete any rated 10 bar at 120 deg.C 1/2" commercial quality, chrome plated bronze, back sealing, tamperproof, thermostatic, globe type, angle radiator valve with liquid filled sensor, for two pipe system, including isolate radiator or drain down circuit, subsequently refill, install corrosion inhibitor, vent and test, and remove waste and debris. | 88.4011
GA701303 |  | U | RADIATOR VALVE:COMM CPB 3/4" 2 PIPE ANGLE TAMPER |  | Mechanical Services | Radiator Valves - Rated 10 bar at 120 deg.C | Polished Chrome Plated Bronze Bodies - Tamperproof | NO | 162.691 | Radiator Valve:Renew rated 10 bar at 120 deg.C 3/4" commercial quality, cp bronze, back sealing, tamperproof, thermostatic, globe type, angle radiator valve, liquid filled sensor, for 2 pipe system. | Radiator Valve:Renew complete any rated 10 bar at 120 deg.C 3/4" commercial quality, chrome plated bronze, back sealing, tamperproof, thermostatic, globe type, angle radiator valve with liquid filled sensor, for two pipe system, including isolate radiator or drain down circuit, subsequently refill, install corrosion inhibitor, vent and test, and remove waste and debris. | 162.691
GA701305 |  | U | RADIATOR VALVE:COMM CPB 1/2" 2 PIPE STR TAMPER |  | Mechanical Services | Radiator Valves - Rated 10 bar at 120 deg.C | Polished Chrome Plated Bronze Bodies - Tamperproof | NO | 88.4011 | Radiator Valve:Renew rated 10 bar at 120 deg.C 1/2" commercial quality, cp bronze, back sealing, tamperproof, thermostatic, globe type, straight radiator valve, liquid filled sensor, for 2 pipe system | Radiator Valve:Renew complete any rated 10 bar at 120 deg.C 1/2" commercial quality, chrome plated bronze, back sealing, tamperproof, thermostatic, globe type, straight radiator valve with liquid filled sensor, for two pipe system, including isolate radiator or drain down circuit, subsequently refill, install corrosion inhibitor, vent and test, and remove waste and debris. | 88.4011
GA701307 |  | U | RADIATOR VALVE:COMM CPB 3/4" 2 PIPE STR TAMPER |  | Mechanical Services | Radiator Valves - Rated 10 bar at 120 deg.C | Polished Chrome Plated Bronze Bodies - Tamperproof | NO | 162.691 | Radiator Valve:Renew rated 10 bar at 120 deg.C 3/4" commercial quality, cp bronze, back sealing, tamperproof, thermostatic, globe type, straight radiator valve, liquid filled sensor, for 2 pipe system | Radiator Valve:Renew complete any rated 10 bar at 120 deg.C 3/4" commercial quality, chrome plated bronze, back sealing, tamperproof, thermostatic, globe type, straight radiator valve with liquid filled sensor, for two pipe system, including isolate radiator or drain down circuit, subsequently refill, install corrosion inhibitor, vent and test, and remove waste and debris. | 162.691
GA701309 |  | U | RADIATOR VALVE:COMMERCIAL CPB 1/2" REVERSE 2 PIPE |  | Mechanical Services | Radiator Valves - Rated 10 bar at 120 deg.C | Polished Chrome Plated Bronze Bodies - Tamperproof | NO | 88.4011 | Radiator Valve:Renew rated 10 bar at 120 deg.C 1/2" commercial quality, cp bronze, back sealing, thermostatic, globe type, reverse angle radiator valve, liquid filled sensor, for 2 pipe system. | Radiator Valve:Renew complete any rated 10 bar at 120 deg.C 1/2" commercial quality, chrome plated bronze, back sealing, tamperproof, thermostatic, globe type reverse angle radiator valve with liquid filled sensor, for two pipe system, including isolate radiator or drain down circuit, subsequently refill, install corrosion inhibitor, vent and test, and remove waste and debris. | 88.4011
GA701321 |  | U | RADIATOR VALVE:COMMERCIAL CPB 1/2" 2 PIPE ANGLE |  | Mechanical Services | Radiator Valves - Rated 10 bar at 120 deg.C | Polished Chrome Plated Bronze Bodies - Standard | NO | 88.4011 | Radiator Valve:Renew rated 10 bar at 120 deg.C 1/2" commercial quality, cp bronze, back sealing, thermostatic, globe type, angle radiator valve, integral liquid filled sensor, for 2 pipe system. | Radiator Valve:Renew complete any rated 10 bar at 120 deg.C 1/2" commercial quality, chrome plated bronze, back sealing, thermostatic, globe type, angle radiator valve with integral liquid filled sensor, for two pipe system including isolate radiator or drain down circuit, subsequently refill, install corrosion inhibitor, vent and test, and remove waste and debris. | 88.4011
GA701323 |  | U | RADIATOR VALVE:COMMERCIAL CPB 3/4" 2 PIPE ANGLE |  | Mechanical Services | Radiator Valves - Rated 10 bar at 120 deg.C | Polished Chrome Plated Bronze Bodies - Standard | NO | 162.691 | Radiator Valve:Renew rated 10 bar at 120 deg.C 3/4" commercial quality, cp bronze, back sealing, thermostatic, globe type, angle radiator valve, integral liquid filled sensor, for 2 pipe system. | Radiator Valve:Renew complete any rated 10 bar at 120 deg.C 3/4" commercial quality, chrome plated bronze, back sealing, thermostatic, globe type, angle radiator valve with integral liquid filled sensor, for two pipe system including isolate radiator or drain down circuit, subsequently refill, install corrosion inhibitor, vent and test, and remove waste and debris. | 162.691
GA701325 |  | U | RADIATOR VALVE:COMMERCIAL CPB 1/2" 2 PIPE STRAIGHT |  | Mechanical Services | Radiator Valves - Rated 10 bar at 120 deg.C | Polished Chrome Plated Bronze Bodies - Standard | NO | 88.4011 | Radiator Valve:Renew rated 10 bar at 120 deg.C 1/2" commercial quality, cp bronze, back sealing, thermostatic, globe type, straight radiator valve, integral liquid filled sensor, for 2 pipe system. | Radiator Valve:Renew complete any rated 10 bar at 120 deg.C 1/2" commercial quality, chrome plated bronze, back sealing, thermostatic, globe type, straight radiator valve with integral liquid filled sensor, for two pipe system including isolate radiator or drain down circuit, subsequently refill, install corrosion inhibitor, vent and test, and remove waste and debris. | 88.4011
GA701327 |  | U | RADIATOR VALVE:COMMERCIAL CPB 3/4" 2 PIPE STRAIGHT |  | Mechanical Services | Radiator Valves - Rated 10 bar at 120 deg.C | Polished Chrome Plated Bronze Bodies - Standard | NO | 162.691 | Radiator Valve:Renew rated 10 bar at 120 deg.C 3/4" commercial quality, cp bronze, back sealing, thermostatic, globe type, straight radiator valve, integral liquid filled sensor, for 2 pipe system. | Radiator Valve:Renew complete any rated 10 bar at 120 deg.C 3/4" commercial quality, chrome plated bronze, back sealing, thermostatic, globe type, straight radiator valve with integral liquid filled sensor, for two pipe system including isolate radiator or drain down circuit, subsequently refill, install corrosion inhibitor, vent and test, and remove waste and debris. | 162.691
GA701328 |  | U | RADIATOR VALVE:COMMERCIAL CPB 1/2 REVERSE 2 PIPE |  | Mechanical Services | Radiator Valves - Rated 10 bar at 120 deg.C | Polished Chrome Plated Bronze Bodies - Standard | NO | 88.4011 | Radiator Valve:Renew rated 10 bar at 120 deg.C 1/2" commercial quality, cp bronze, back sealing, thermostatic, globe type, reverse angle radiator valve, integral liquid filled sensor, 2 pipe system. | Radiator Valve:Renew complete any rated 10 bar at 120 deg.C 1/2" commercial quality, chrome plated bronze, back sealing, thermostatic, globe type, reverse angle radiator valve with integral liquid filled sensor, for two pipe system including isolate radiator or drain down circuit, subsequently refill, install corrosion inhibitor, vent and test, and remove waste and debris. | 88.4011
GA701501 |  | U | RADIATOR VALVE:DOMESTIC CPBR 15MM 2 PIPE |  | Mechanical Services | Thermostatic Rad Valves - Rated 6 bar at 110 deg.C | Polished Chrome Plated Brass - Domestic | NO | 88.4011 | Radiator Valve:Renew rated 6 bar at 110 deg.C ne 15mm domestic quality, cp bronze, back sealing, thermostatic, angle or straight radiator valve, liquid filled sensor, 2 pipe system. | Radiator Valve:Renew complete any rated 6 bar at 110 deg.C ne 15mm domestic quality, chrome plated bronze, back sealing, thermostatic, angle or straight radiator valve with liquid filled sensor, for two pipe system including isolate radiator or drain down circuit, subsequently refill, install corrosion inhibitor, vent and test, and remove waste and debris. | 88.4011
GA701503 |  | U | RADIATOR VALVE:DOMESTIC CPBR 1/2" 2 PIPE |  | Mechanical Services | Thermostatic Rad Valves - Rated 6 bar at 110 deg.C | Polished Chrome Plated Brass - Domestic | NO | 88.4011 | Radiator Valve:Renew rated 6 bar at 110 deg.C 1/2" domestic quality, chrome plated brass, back sealing, thermostatic, angle or straight radiator valve, integral liquid filled sensor, 2 pipe system. | Radiator Valve:Renew complete any rated 6 bar at 110 deg.C 1/2" domestic quality, chrome plated brass, back sealing, thermostatic, angle or straight radiator valve with integral liquid filled sensor, for two pipe system including isolate radiator or drain down circuit, subsequently refill, install corrosion inhibitor, vent and test, and remove waste and debris. | 88.4011
GA701505 |  | U | RADIATOR VALVE:DOMESTIC CPBR 3/4" 2 PIPE |  | Mechanical Services | Thermostatic Rad Valves - Rated 6 bar at 110 deg.C | Polished Chrome Plated Brass - Domestic | NO | 162.691 | Radiator Valve:Renew rated 6 bar at 110 deg.C 3/4" domestic quality, chrome plated brass, back sealing, thermostatic, angle or straight radiator valve, integral liquid filled sensor, for 2 pipe system | Radiator Valve:Renew complete any rated 6 bar at 110 deg.C 3/4" domestic quality, chrome plated brass, back sealing, thermostatic, angle or straight radiator valve with integral liquid filled sensor, for two pipe system including isolate radiator or drain down circuit, subsequently refill, install corrosion inhibitor, vent and test, and remove waste and debris. | 162.691
GA701507 |  | U | RADIATOR VALVE:DOMESTIC CPBR 3/4" 1 PIPE |  | Mechanical Services | Thermostatic Rad Valves - Rated 6 bar at 110 deg.C | Polished Chrome Plated Brass - Domestic | NO | 162.691 | Radiator Valve:Renew rated 6 bar at 110 deg.C 3/4" domestic quality, chrome plated brass, back sealing, thermostatic, angle or straight radiator valve, integral liquid filled sensor, for 1 pipe system | Radiator Valve:Renew complete any rated 6 bar at 110 deg.C 3/4" domestic quality, chrome plated brass, back sealing, thermostatic, angle or straight radiator valve with integral liquid filled sensor, for one pipe system including isolate radiator or drain down circuit, subsequently refill, install corrosion inhibitor, vent and test, and remove waste and debris. | 162.691
GA701509 |  | U | RADIATOR VALVE:DOMESTIC CPBR 1" 2 PIPE |  | Mechanical Services | Thermostatic Rad Valves - Rated 6 bar at 110 deg.C | Polished Chrome Plated Brass - Domestic | NO | 181.2812 | Radiator Valve:Renew rated 6 bar at 110 deg.C 1" domestic quality, chrome plated brass, back sealing, thermostatic, angle or straight radiator valve, integral liquid filled sensor, for 2 pipe system. | Radiator Valve:Renew complete any rated 6 bar at 110 deg.C 1" domestic quality, chrome plated brass, back sealing, thermostatic, angle or straight radiator valve with integral liquid filled sensor, for two pipe system including isolate radiator or drain down circuit, subsequently refill, install corrosion inhibitor, vent and test, and remove waste and debris. | 181.2812
GA701511 |  | U | RADIATOR VALVE:DOMESTIC CPBR 1" 1 PIPE |  | Mechanical Services | Thermostatic Rad Valves - Rated 6 bar at 110 deg.C | Polished Chrome Plated Brass - Domestic | NO | 225.6359 | Radiator Valve:Renew rated 6 bar at 110 deg.C 1" domestic quality, chrome plated brass, back sealing, thermostatic, angle or straight radiator valve, integral liquid filled sensor, for 1 pipe system. | Radiator Valve:Renew complete any rated 6 bar at 110 deg.C 1" domestic quality, chrome plated brass, back sealing, thermostatic, angle or straight radiator valve with integral liquid filled sensor, for one pipe system including isolate radiator or drain down circuit, subsequently refill, install corrosion inhibitor, vent and test, and remove waste and debris. | 225.6359
GA701701 |  | U | RADIATOR VALVE:COMMERCIAL MCP 1/2" MANUAL ANG |  | Mechanical Services | Manual Radiator Valves - Rated 10 bar at 120 deg.C | Matt Chrome Plated Bronze Bodies | NO | 88.4011 | Radiator Valve:Renew complete any rated 10 bar at 120 deg.C, 1/2" commercial quality, matt chrome on bronze, back sealing, manual, globe type, angle radiator valve with hand wheel or lockshield top. | Radiator Valve:Renew complete any rated 10 bar at 120 deg.C, 1/2" commercial quality, matt chrome on bronze, back sealing, manual, globe type, angle radiator valve with hand wheel or lockshield top, including isolate radiator or drain down circuit, subsequently refill, install corrosion inhibitor, vent and test, and remove waste and debris. | 88.4011
GA701703 |  | U | RADIATOR VALVE:COMMERCIAL MCP 3/4" MANUAL ANG |  | Mechanical Services | Manual Radiator Valves - Rated 10 bar at 120 deg.C | Matt Chrome Plated Bronze Bodies | NO | 162.691 | Radiator Valve:Renew complete any rated 10 bar at 120 deg.C, 3/4" commercial quality, matt chrome on bronze, back sealing, manual, globe type, angle radiator valve with hand wheel or lockshield top. | Radiator Valve:Renew complete any rated 10 bar at 120 deg.C, 3/4" commercial quality, matt chrome on bronze, back sealing, manual, globe type, angle radiator valve with hand wheel or lockshield top, including isolate radiator or drain down circuit, subsequently refill, install corrosion inhibitor, vent and test, and remove waste and debris. | 162.691
GA701705 |  | U | RADIATOR VALVE:COMMERCIAL MCP 1" MANUAL ANG |  | Mechanical Services | Manual Radiator Valves - Rated 10 bar at 120 deg.C | Matt Chrome Plated Bronze Bodies | NO | 181.2812 | Radiator Valve:Renew rated 10 bar at 120 deg.C, 1" commercial quality, matt chrome on bronze, back sealing, manual, globe type, angle radiator valve with hand wheel or lockshield top. | Radiator Valve:Renew complete any rated 10 bar at 120 deg.C, 1" commercial quality, matt chrome on bronze, back sealing, manual, globe type, angle radiator valve with hand wheel or lockshield top, including isolate radiator or drain down circuit, subsequently refill, install corrosion inhibitor, vent and test, and remove waste and debris. | 181.2812
GA701707 |  | U | RADIATOR VALVE:COMMERCIAL MCP 1/2" MANUAL ST |  | Mechanical Services | Manual Radiator Valves - Rated 10 bar at 120 deg.C | Matt Chrome Plated Bronze Bodies | NO | 88.4011 | Radiator Valve:Renew complete rated 10 bar at 120 deg.C, 1/2" commercial quality, matt chrome on bronze, back sealing, manual, globe type, straight radiator valve with hand wheel or lockshield top. | Radiator Valve:Renew complete any rated 10 bar at 120 deg.C, 1/2" commercial quality, matt chrome on bronze, back sealing, manual, globe type, straight radiator valve with hand wheel or lockshield top, including isolate radiator or drain down circuit, subsequently refill, install corrosion inhibitor, vent and test, and remove waste and debris. | 88.4011
GA701709 |  | U | RADIATOR VALVE:COMMERCIAL MCP 3/4" MANUAL ST |  | Mechanical Services | Manual Radiator Valves - Rated 10 bar at 120 deg.C | Matt Chrome Plated Bronze Bodies | NO | 162.691 | Radiator Valve:Renew complete any rated 10 bar at 120 deg.C, 3/4" commercial quality, matt chrome on bronze, back sealing, manual, globe type, straight radiator valve with hand wheel or lockshield top | Radiator Valve:Renew complete any rated 10 bar at 120 deg.C, 3/4" commercial quality, matt chrome on bronze, back sealing, manual, globe type, straight radiator valve with hand wheel or lockshield top, including isolate radiator or drain down circuit, subsequently refill, install corrosion inhibitor, vent and test, and remove waste and debris. | 162.691
GA701711 |  | U | RADIATOR VALVE:COMMERCIAL MCP 1" MANUAL ST |  | Mechanical Services | Manual Radiator Valves - Rated 10 bar at 120 deg.C | Matt Chrome Plated Bronze Bodies | NO | 181.2812 | Radiator Valve:Renew complete any rated 10 bar at 120 deg.C, 1" commercial quality, matt chrome on bronze, back sealing, manual, globe type, straight radiator valve with hand wheel or lockshield top. | Radiator Valve:Renew complete any rated 10 bar at 120 deg.C, 1" commercial quality, matt chrome on bronze, back sealing, manual, globe type, straight radiator valve with hand wheel or lockshield top, including isolate radiator or drain down circuit, subsequently refill, install corrosion inhibitor, vent and test, and remove waste and debris. | 181.2812
GA701721 |  | U | RADIATOR VALVE:COMMERCIAL PCP 1/2" MANUAL ANG |  | Mechanical Services | Manual Radiator Valves - Rated 10 bar at 120 deg.C | Polished Chrome Plated Bronze Bodies | NO | 88.4011 | Radiator Valve:Renew rated 10 bar at 120 deg.C 1/2" commercial quality, polished chrome on bronze, manual back sealing, globe type, angle radiator valve with wheel or lockshield top, vent and test. | Radiator Valve:Renew complete any rated 10 bar at 120 deg.C 1/2" commercial quality, polished chrome on bronze, manual back sealing, globe type, angle radiator valve with wheel or lockshield top, including isolate radiator or drain down circuit, subsequently refill, install corrosion inhibitor, vent and test, and remove waste and debris. | 88.4011
GA701723 |  | U | RADIATOR VALVE:COMMERCIAL PCP 3/4" MANUAL ANG |  | Mechanical Services | Manual Radiator Valves - Rated 10 bar at 120 deg.C | Polished Chrome Plated Bronze Bodies | NO | 162.691 | Radiator Valve:Renew rated 10 bar at 120 deg.C 3/4" commercial quality, polished chrome on bronze, manual back sealing, globe type, angle radiator valve with wheel or lockshield top, vent and test. | Radiator Valve:Renew complete any rated 10 bar at 120 deg.C 3/4" commercial quality, polished chrome on bronze, manual back sealing, globe type, angle radiator valve with wheel or lockshield top, including isolate radiator or drain down circuit, subsequently refill, install corrosion inhibitor, vent and test, and remove waste and debris. | 162.691
GA701725 |  | U | RADIATOR VALVE:COMMERCIAL PCP 1" MANUAL ANG |  | Mechanical Services | Manual Radiator Valves - Rated 10 bar at 120 deg.C | Polished Chrome Plated Bronze Bodies | NO | 181.2812 | Radiator Valve:Renew rated 10 bar at 120 deg.C 1" commercial quality, polished chrome on bronze, manual back sealing, globe type, angle radiator valve with wheel or lockshield top, vent and test. | Radiator Valve:Renew complete any rated 10 bar at 120 deg.C 1" commercial quality, polished chrome on bronze, manual back sealing, globe type, angle radiator valve with wheel or lockshield top, including isolate radiator or drain down circuit, subsequently refill, install corrosion inhibitor, vent and test, and remove waste and debris. | 181.2812
GA701727 |  | U | RADIATOR VALVE:COMMERCIAL PCP 1/2" MANUAL ST |  | Mechanical Services | Manual Radiator Valves - Rated 10 bar at 120 deg.C | Polished Chrome Plated Bronze Bodies | NO | 88.4011 | Radiator Valve:Renew rated 10 bar at 120 deg.C 1/2" commercial quality, polished chrome on bronze, manual back sealing, globe type, straight radiator valve with wheel or lockshield top, vent and test. | Radiator Valve:Renew complete any rated 10 bar at 120 deg.C 1/2" commercial quality, polished chrome on bronze, manual back sealing, globe type, straight radiator valve with wheel or lockshield top, including isolate radiator or drain down circuit, subsequently refill, install corrosion inhibitor, vent and test, and remove waste and debris. | 88.4011
GA701729 |  | U | RADIATOR VALVE:COMMERCIAL PCP 3/4" MANUAL ST |  | Mechanical Services | Manual Radiator Valves - Rated 10 bar at 120 deg.C | Polished Chrome Plated Bronze Bodies | NO | 162.691 | Radiator Valve:Renew rated 10 bar at 120 deg.C 3/4" commercial quality, polished chrome on bronze, manual back sealing, globe type, straight radiator valve with wheel or lockshield top, vent and test. | Radiator Valve:Renew complete any rated 10 bar at 120 deg.C 3/4" commercial quality, polished chrome on bronze, manual back sealing, globe type, straight radiator valve with wheel or lockshield top, including isolate radiator or drain down circuit, subsequently refill, install corrosion inhibitor, vent and test, and remove waste and debris. | 162.691
GA701731 |  | U | RADIATOR VALVE:COMMERCIAL PCP 1" MANUAL ST |  | Mechanical Services | Manual Radiator Valves - Rated 10 bar at 120 deg.C | Polished Chrome Plated Bronze Bodies | NO | 181.2812 | Radiator Valve:Renew rated 10 bar at 120 deg.C 1" commercial quality, polished chrome on bronze, manual back sealing, globe type, straight radiator valve with wheel or lockshield top, vent and test. | Radiator Valve:Renew complete any rated 10 bar at 120 deg.C 1" commercial quality, polished chrome on bronze, manual back sealing, globe type, straight radiator valve with wheel or lockshield top, including isolate radiator or drain down circuit, subsequently refill, install corrosion inhibitor, vent and test, and remove waste and debris. | 181.2812
GA701751 |  | U | RADIATOR VALVE:DOMESTIC PCP 1/2" MANUAL ANG |  | Mechanical Services | Manual Radiator Valves - Rated 4 bar at 95 deg.C | Polished Chrome Plated Brass Bodies | NO | 88.4011 | Radiator Valve:Renew rated 4 bar at 95 deg.C 1/2" domestic quality, polished chrome on bronze, manual, angle radiator valve with wheel or lockshield top, vent and test. | Radiator Valve:Renew complete any rated 4 bar at 95 deg.C 1/2" domestic quality, polished chrome on bronze, manual, angle radiator valve with wheel or lockshield top, including isolate radiator or drain down circuit, subsequently refill, install corrosion inhibitor, vent and test, and remove waste and debris. | 88.4011
GA701753 |  | U | RADIATOR VALVE:DOMESTIC PCP 3/4" MANUAL ANG |  | Mechanical Services | Manual Radiator Valves - Rated 4 bar at 95 deg.C | Polished Chrome Plated Brass Bodies | NO | 162.691 | Radiator Valve:Renew complete any rated 4 bar at 95 deg.C 3/4" domestic quality, polished chrome on bronze, manual, angle radiator valve with wheel or lockshield top, vent and test. | Radiator Valve:Renew complete any rated 4 bar at 95 deg.C 3/4" domestic quality, polished chrome on bronze, manual, angle radiator valve with wheel or lockshield top, including isolate radiator or drain down circuit, subsequently refill, install corrosion inhibitor, vent and test, and remove waste and debris. | 162.691
GA701755 |  | U | RADIATOR VALVE:DOMESTIC PCP 1" MANUAL ANG |  | Mechanical Services | Manual Radiator Valves - Rated 4 bar at 95 deg.C | Polished Chrome Plated Brass Bodies | NO | 181.2812 | Radiator Valve:Renew rated 4 bar at 95 deg.C 1" domestic quality, polished chrome on bronze, manual, angle radiator valve with wheel or lockshield top, vent and test. | Radiator Valve:Renew complete any rated 4 bar at 95 deg.C 1" domestic quality, polished chrome on bronze, manual, angle radiator valve with wheel or lockshield top, including isolate radiator or drain down circuit, subsequently refill, install corrosion inhibitor, vent and test, and remove waste and debris. | 181.2812
GA701757 |  | U | RADIATOR VALVE:DOMESTIC PCP 1/2" MANUAL ST |  | Mechanical Services | Manual Radiator Valves - Rated 4 bar at 95 deg.C | Polished Chrome Plated Brass Bodies | NO | 88.4011 | Radiator Valve:Renew rated 4 bar at 95 deg.C 1/2" domestic quality, polished chrome on bronze, manual, straight radiator valve with wheel or lockshield top, vent and test. | Radiator Valve:Renew complete any rated 4 bar at 95 deg.C 1/2" domestic quality, polished chrome on bronze, manual, straight radiator valve with wheel or lockshield top, including isolate radiator or drain down circuit, subsequently refill, install corrosion inhibitor, vent and test, and remove waste and debris. | 88.4011
GA701759 |  | U | RADIATOR VALVE:DOMESTIC PCP 3/4 MANUAL ST |  | Mechanical Services | Manual Radiator Valves - Rated 4 bar at 95 deg.C | Polished Chrome Plated Brass Bodies | NO | 162.691 | Radiator Valve:Renew rated 4 bar at 95 deg.C 3/4" domestic quality, polished chrome on bronze, manual, straight radiator valve with wheel or lockshield top, vent and test. | Radiator Valve:Renew complete any rated 4 bar at 95 deg.C 3/4" domestic quality, polished chrome on bronze, manual, straight radiator valve with wheel or lockshield top, including isolate radiator or drain down circuit, subsequently refill, install corrosion inhibitor, vent and test, and remove waste and debris. | 162.691
GA701761 |  | U | RADIATOR VALVE:DOMESTIC PCP 1" MANUAL ST |  | Mechanical Services | Manual Radiator Valves - Rated 4 bar at 95 deg.C | Polished Chrome Plated Brass Bodies | NO | 181.2812 | Radiator Valve:Renew rated 4 bar at 95 deg.C 1" domestic quality, polished chrome on bronze, manual, straight radiator valve with wheel or lockshield top, vent and test. | Radiator Valve:Renew complete any rated 4 bar at 95 deg.C 1" domestic quality, polished chrome on bronze, manual, straight radiator valve with wheel or lockshield top, including isolate radiator or drain down circuit, subsequently refill, install corrosion inhibitor, vent and test, and remove waste and debris. | 181.2812
GA701801 |  | U | SENSOR:RENEW VAPOUR INTEGRAL TYPE |  | Mechanical Services | Thermostatic Radiator Valves - Sensor Renewals | Vapour filled Sensors for Nickel Plated Brass | NO | 52.7523 | Sensor:Renew vapour filled integral tamperproof thermostatic valve sensor only to nickel plated brass radiator valve, and remove waste and debris. | Sensor:Renew vapour filled integral tamperproof thermostatic valve sensor only to nickel plated brass radiator valve, and remove waste and debris. | 52.7523
GA701803 |  | U | SENSOR:RENEW VAPOUR REMOTE TYPE |  | Mechanical Services | Thermostatic Radiator Valves - Sensor Renewals | Vapour filled Sensors for Nickel Plated Brass | NO | 78.9954 | Sensor:Renew vapour filled remote tamperproof thermostatic valve sensor only to nickel plated radiator valve, and remove waste and debris. | Sensor:Renew vapour filled remote tamperproof thermostatic valve sensor only to nickel plated radiator valve, and remove waste and debris. | 78.9954
GA701805 |  | U | SENSOR:RENEW VAPOUR INTEGRAL COMMERCIAL |  | Mechanical Services | Thermostatic Radiator Valves - Sensor Renewals | Vapour filled Sensors for Nickel Plated Brass | NO | 72.6827 | Sensor:Renew vapour filled integral standard commercial thermostatic valve sensor only to nickel plated brass radiator valve, and remove waste and debris. | Sensor:Renew vapour filled integral standard commercial thermostatic valve sensor only to nickel plated brass radiator valve, and remove waste and debris. | 72.6827
GA701807 |  | U | SENSOR:RENEW VAPOUR REMOTE COMMERCIAL |  | Mechanical Services | Thermostatic Radiator Valves - Sensor Renewals | Vapour filled Sensors for Nickel Plated Brass | NO | 112.0532 | Sensor:Renew vapour filled remote standard commercial sensor only to nickel plated brass radiator valve, and remove waste and debris. | Sensor:Renew vapour filled remote standard commercial sensor only to nickel plated brass radiator valve, and remove waste and debris. | 112.0532
GA701809 |  | U | SENSOR:RENEW VAPOUR INTEGRAL DOMESTIC |  | Mechanical Services | Thermostatic Radiator Valves - Sensor Renewals | Vapour filled Sensors for Nickel Plated Brass | NO | 52.7523 | Sensor:Renew vapour filled integral domestic thermostatic valve sensor only to nickel plated brass radiator valve, and remove waste and debris. | Sensor:Renew vapour filled integral domestic thermostatic valve sensor only to nickel plated brass radiator valve, and remove waste and debris. | 52.7523
GA701811 |  | U | SENSOR:RENEW VAPOUR REMOTE DOMESTIC |  | Mechanical Services | Thermostatic Radiator Valves - Sensor Renewals | Vapour filled Sensors for Nickel Plated Brass | NO | 78.9954 | Sensor:Renew vapour filled remote domestic thermostatic valve sensor only to nickel plated brass radiator valve, and remove waste and debris. | Sensor:Renew vapour filled remote domestic thermostatic valve sensor only to nickel plated brass radiator valve, and remove waste and debris. | 78.9954
GA701821 |  | U | SENSOR:RENEW LIQUID INTEGRAL TYPE |  | Mechanical Services | Thermostatic Radiator Valves - Sensor Renewals | Liquid filled Sensors for Chrome Plated Bronze | NO | 52.7523 | Sensor:Renew liquid filled integral tamperproof thermostatic valve sensor only to chrome plated bronze radiator valve, and remove waste and debris. | Sensor:Renew liquid filled integral tamperproof thermostatic valve sensor only to chrome plated bronze radiator valve, and remove waste and debris. | 52.7523
GA701823 |  | U | SENSOR:RENEW LIQUID INTEGRAL COMMERCIAL |  | Mechanical Services | Thermostatic Radiator Valves - Sensor Renewals | Liquid filled Sensors for Chrome Plated Bronze | NO | 72.6827 | Sensor:Renew liquid filled integral standard commercial thermostatic valve sensor only to chrome plated bronze radiator valve, and remove waste and debris. | Sensor:Renew liquid filled integral standard commercial thermostatic valve sensor only to chrome plated bronze radiator valve, and remove waste and debris. | 72.6827
GA701825 |  | U | SENSOR:RENEW LIQUID REMOTE COMMERCIAL |  | Mechanical Services | Thermostatic Radiator Valves - Sensor Renewals | Liquid filled Sensors for Chrome Plated Bronze | NO | 112.0532 | Sensor:Renew liquid filled remote standard commercial thermostatic valve sensor only to chrome plated bronze radiator valve, and remove waste and debris. | Sensor:Renew liquid filled remote standard commercial thermostatic valve sensor only to chrome plated bronze radiator valve, and remove waste and debris. | 112.0532
GA701831 |  | U | SENSOR:RENEW LIQUID INTEGRAL DOMESTIC |  | Mechanical Services | Thermostatic Radiator Valves - Sensor Renewals | Liquid filled Sensors for Chrome Plated Brass | NO | 52.7523 | Sensor:Renew liquid filled integral domestic thermostatic valve sensor only to chrome plated brass radiator valve, and remove waste and debris. | Sensor:Renew liquid filled integral domestic thermostatic valve sensor only to chrome plated brass radiator valve, and remove waste and debris. | 52.7523
GA701833 |  | U | SENSOR:RENEW LIQUID REMOTE DOMESTIC |  | Mechanical Services | Thermostatic Radiator Valves - Sensor Renewals | Liquid filled Sensors for Chrome Plated Brass | NO | 82.2182 | Sensor:Renew liquid filled remote domestic thermostatic valve sensor only to chrome plated brass radiator valve, and remove waste and debris. | Sensor:Renew liquid filled remote domestic thermostatic valve sensor only to chrome plated brass radiator valve, and remove waste and debris. | 82.2182
GA702001 |  | U | PUMP:RENEW WHERE ISOLATING VALVES FITTED |  | Mechanical Services | Pumps and Valves | Circulating Pump Renewals - Domestic | NO | 173.2432 | Pump:Shut off isolating valves and renew variable head type circulating pump, make all necessary connections to pipework and electrical supply and test on completion and remove waste and debris. | Pump:Shut off isolating valves and renew variable head type circulating pump, make all necessary connections to pipework and electrical supply and test on completion and remove waste and debris. | 173.2432
GA702003 |  | U | PUMP:RENEW INCLUDING SUPPLY ISOLATING VALVES |  | Mechanical Services | Pumps and Valves | Circulating Pump Renewals - Domestic | NO | 257.5898 | Pump:Shut down supply, drain down/refill and renew with variable head type circulating pump and pair of isolating valves, remake connections, adapt install corrosion inhibitor and test. | Pump:Shut down supply, drain down as necessary and remove existing pump, supply and fix new variable head type circulating pump and pair of isolating valves and connect to existing pipework and electrical supply including all adjustments, refill system, install corrosion inhibitor and test on completion and remove waste and debris. | 257.5898
GA702005 |  | U | PUMP:SUPPLY NEW INCLUDING ISOLATING VALVES |  | Mechanical Services | Pumps and Valves | Circulating Pump Renewals - Domestic | NO | 271.9437 | Pump:Turn off/on water, drain down/refill, cut into pipework supply and connect new variable head type circulating pump, install pair of isolating valves, install corrosion inhibitor, test. | Pump:Turn off water, drain down cut into pipework supply and connect new variable head type circulating pump to pipework and electrical supply install pair of isolating valves, reinstate water supply, install install corrosion inhibitor and test on completion and remove waste and debris. | 271.9437
GA702007 |  | U | PUMP:SERVICE AND OVERHAUL |  | Mechanical Services | Pumps and Valves | Circulating Pump Repairs | NO | 72.7636 | Pump:Turn off/on water, drain down/refill, disconnect/reconnect supplies and remove pump, service, overhaul, clean impellor, reconnect pump, install corrosion inhibitor, test. | Pump:Shut off valves and drain down, disconnect and remove pump, service and overhaul, clean impellor, reconnect pump to pipework and electrical supply, reinstate water supply and install corrosion inhibitor and test on completion. | 72.7636
GA702009 |  | U | PUMP:RENEW SINGLE PUMP VALVE |  | Mechanical Services | Pumps and Valves | Circulating Pump Repairs | NO | 71.6701 | Pump:Locate and drain down system, disconnect, clear away and renew copper to copper central heating pump valve, reinstate supply, install corrosion inhibitor and test on completion. | Pump:Locate and drain down system, disconnect, clear away and renew copper to copper central heating pump valve, reinstate supply, install corrosion inhibitor and test on completion and remove waste and debris. | 71.6701
GA702011 |  | R | PUMP:RENEW PAIR OF PUMP VALVES |  | Mechanical Services | Pumps and Valves | Circulating Pump Repairs | NO | 105.4441 | Pump:Locate and drain down/refill system, disconnect, clear away and renew pair of copper to copper central heating isolating pump valves, install corrosion inhibitor and test. | Pump:Locate and drain down system, disconnect, clear away and renew pair of copper to copper central heating isolating pump valves, reinstate supply, install corrosion inhibitor and test on completion and remove waste and debris. | 105.4441
GA702501 |  | U | MOTORISED VALVE:RENEW 22MM |  | Mechanical Services | Pumps and Valves | Motorised and Zone Valve Renewals | NO | 81.6439 | Motorised Valve:Shut off valves, drain down/ refill, disconnect and renew up to 22mm three port motorised valve, make all connections, install corrosion inhibitor and test on completion. | Motorised Valve:Shut off valves and drain down, disconnect and renew upto 22mm three port motorised valve complete including make all necessary connections to existing pipework and electrical supply and subsequently refill, install corrosion inhibitor and test on completion and remove waste and debris. | 81.6439
GA702502 |  | U | MOTORISED VALVE:RENEW 28MM |  | Mechanical Services | Pumps and Valves | Motorised and Zone Valve Renewals | NO | 104.5174 | Motorised Valve:Shut off valves, drain down/ refill, disconnect and renew up to 28mm three port motorised valve, make all connections, install corrosion inhibitor and test on completion. | Motorised Valve:Shut off valves and drain down, disconnect and renew upto 28mm three port motorised valve complete including make all necessary connections to existing pipework and electrical supply and subsequently refill, install corrosion inhibitor and test on completion and remove waste and debris. | 104.5174
GA702506 |  | U | MOTORISED VALVE:RENEW NE 28MM ACTIVATOR |  | Mechanical Services | Pumps and Valves | Motorised and Zone Valve Renewals | NO | 47.4361 | Motorised Valve:Renew electric motor activator to any motorised or zone valve ne 28mm and test on completion and remove waste and debris. | Motorised Valve:Renew electric motor activator to any motorised or zone valve ne 28mm and test on completion and remove waste and debris. | 47.4361
GA702511 |  | U | ZONE VALVE:RENEW 22MM |  | Mechanical Services | Pumps and Valves | Motorised and Zone Valve Renewals | NO | 127.9876 | Zone Valve:Shut off valves and drain down/refill, disconnect and renew upto 22mm two way zone valve complete make all connections install corrosion inhibitor and test. | Zone Valve:Shut off valves and drain down, disconnect and renew upto 22mm two way zone valve complete including make all necessary connections to existing pipework and electrical supply and subsequently refill, install corrosion inhibitor and test on completion and remove waste and debris. | 127.9876
GA702512 |  | U | ZONE VALVE:RENEW 28MM |  | Mechanical Services | Pumps and Valves | Motorised and Zone Valve Renewals | NO | 181.5034 | Zone Valve:Shut off valves and drain down/refill, disconnect and renew upto 28mm two way zone valve complete make all connections install corrosion inhibitor and test. | Zone Valve:Shut off valves and drain down, disconnect and renew 28mm two way zone valve complete including make all necessary connections to existing pipework and electrical supply and subsequently refill, install corrosion inhibitor and test on completion and remove waste and debris. | 181.5034
GA705001 |  | U | TANK:RENEW 18 LITRE FEED AND EXPANSION |  | Mechanical Services | Water Storage Tanks | Tanks - Feed and Expansion | NO | 169.3278 | Tank:Renew with 18 litre plastic feed and expansion cold water storage tank, lid, jacket, ballvalve, float Byelaw 30 kit, turn water off/on, drain/refill system, install corrosion inhibitor. | Tank:Renew with 18 litre plastic feed and expansion cold water storage tank, lid, including Byelaw 30 kit turn water off/on, drain/refill system and install corrosion inhibitor, adjust and connect pipework, fix new insulation jacket, ballvalve and float and remove old tank, test on completion and remove waste and debris. | 169.3278
GA705003 |  | U | TANK:DRAIN CLEAN OUT REFILL FEED AND EXPANSION |  | Mechanical Services | Water Storage Tanks | Tanks - Repairs and Overhauls | NO | 63.7759 | Tank:Isolate supply and drain down 18 litre feed and expansion cold water storage tank thoroughly clean out, reinstate water supply, refill tank and install corrosion inhibitor test on completion. | Tank:Isolate supply and drain down 18 litre feed and expansion cold water storage tank thoroughly clean out, reinstate water supply, refill tank and install corrosion inhibitor test on completion and remove waste and debris. | 63.7759
GA706001 |  | U | TANK:RENEW INSULATION TO FEED AND EXPANSION |  | Mechanical Services | Water Storage Tanks | Tanks - Insulation | NO | 17.7838 | Tank:Renew insulating jacket set fixed securely to 18 litre feed and expansion cold water storage tank and remove waste and debris. | Tank:Renew insulating jacket set fixed securely to 18 litre feed and expansion cold water storage tank and remove waste and debris. | 17.7838
GA709001 |  | U | FLUE:INSTALL FLEXIBLE LINER COMPLETE |  | Mechanical Services | Flue Lining and Pipes | Flue Lining and Pipes - Domestic | IT | 507.0766 | Flue:Supply and fix new stainless steel flue liner kit ne 7.62m long complete with clamp/plate, nose cone, draw cord and terminal including all necessary preparation work, make good. | Flue:Supply and fix new stainless steel flue liner kit ne 7.62m long complete with clamp/plate, nose cone, draw cord and terminal including all necessary preparation work and making good on completion and remove waste and debris. | 507.0766
GA709003 |  | U | FLUE:REMOVE FLUE LINER |  | Mechanical Services | Flue Lining and Pipes | Flue Lining and Pipes - Domestic | IT | 82.762 | Flue:Remove flexible flue liner from any flue and make good and clear away. | Flue:Remove flexible flue liner from any flue and make good and remove waste and debris. | 82.762
GA709007 |  | U | FLUE:RENEW VE CAST IRON PIPE BEND |  | Mechanical Services | Flue Lining and Pipes | Flue Lining and Pipes - Domestic | IT | 94.464 | Flue:Renew vitreous enamel cast iron flue pipe bend with access plate including remove existing, fix new including remake all joints and connections. | Flue:Renew vitreous enamel cast iron flue pipe bend with access plate including remove existing, fix new including remake all joints and connections and remove waste and debris. | 94.464
GA709009 |  | U | FLUE:RENEW 125MM STAINLESS STEEL PIPE |  | Mechanical Services | Flue Lining and Pipes | Flue Lining and Pipes - Domestic | IT | 150.5612 | Flue:Renew 125mm stainless steel twin wall flue pipe ne 1.0m long including remove existing, fix new with clips, remake all joints and appliance connections. | Flue:Renew 125mm stainless steel twin wall flue pipe ne 1.0m long including remove existing, fix new with clips, remake all joints and appliance connections and remove waste and debris. | 150.5612
GA709011 |  | U | FLUE:RENEW STAINLESS STEEL ELBOW |  | Mechanical Services | Flue Lining and Pipes | Flue Lining and Pipes - Domestic | IT | 158.2173 | Flue:Renew 125mm stainless steel twin wall flue elbow including remove existing, fix new and remake all joints and connections. | Flue:Renew 125mm stainless steel twin wall flue elbow including remove existing, fix new and remake all joints and connections and remove waste and debris. | 158.2173
GA709013 |  | U | FLUE:RENEW METAL SOFFIT PLATE |  | Mechanical Services | Flue Lining and Pipes | Flue Lining and Pipes - Domestic | IT | 42.3627 | Flue:Renew metal soffit plate with perforation for flue, drill and screw to soffit of heater recess and make good and remove waste and debris. | Flue:Renew metal soffit plate with perforation for flue, drill and screw to soffit of heater recess and make good and remove waste and debris. | 42.3627
GA709015 |  | U | FLUE:RENEW ALUMINIUM SOOT DOOR |  | Mechanical Services | Flue Lining and Pipes | Flue Lining and Pipes - Domestic | IT | 83.0554 | Flue:Renew soot door with ne 225x225mm aluminium double soot door and frame to flue, remove existing, adjust size of opening to brick flue, bed frame in mortar, fix door and make good. | Flue:Renew soot door with ne 225x225mm aluminium double soot door and frame to flue, remove existing, adjust size of opening to brick flue, bed frame in mortar, fix door and make good and remove waste and debris. | 83.0554
GA709017 |  | U | FLUE:FIX NEW ALUMINIUM SOOT DOOR |  | Mechanical Services | Flue Lining and Pipes | Flue Lining and Pipes - Domestic | IT | 100.7969 | Flue:Fix new ne 225x225mm aluminium double soot door and frame to flue, cut opening in flue to suit, bed frame in mortar, fix door and make good and remove waste and debris. | Flue:Fix new ne 225x225mm aluminium double soot door and frame to flue, cut opening in flue to suit, bed frame in mortar, fix door and make good and remove waste and debris. | 100.7969
GA709113 |  | R | FLUE:INSTALL TWIN WALL LINER 250MM |  | Mechanical Services | Flue Lining and Pipes | Flue Lining and Pipes - Commercial/Communal | LM | 218.8541 | Flue:Supply and fix new 250mm twin wall construction to BS4543 Part 2 steel min thickness of 0.7mm and 25mm thick gap, high density intumescent flue liner complete, make good, remove waste/debris. | Flue:Supply and fix new 250mm twin wall construction to BS4543 Part 2 manufactured from stainless steel with a minimal material thickness of 0.7mm and 25mm thick gap to be insulated with high density intumescent material flue liner complete with clamp/plate, elbows, tees, nose cone, draw cord and terminal including all necessary preparation work and making good on completion, and remove waste and debris. | 218.8541
GA709115 |  | R | FLUE:INSTALL TWIN WALL LINER 300MM |  | Mechanical Services | Flue Lining and Pipes | Flue Lining and Pipes - Commercial/Communal | LM | 266.4263 | Flue:Supply and fix new 300mm twin wall construction to BS4543 Part 2 steel min thickness of 0.7mm and 25mm thick gap, high density intumescent flue liner complete, make good, remove waste/debris. | Flue:Supply and fix new 300mm twin wall construction to BS4543 Part 2 manufactured from stainless steel with a minimal material thickness of 0.7mm and 25mm thick gap to be insulated with high density intumescent material flue liner complete with clamp/plate, elbows, tees, nose cone, draw cord and terminal including all necessary preparation work and making good on completion, and remove waste and debris. | 266.4263
GA709117 |  | R | FLUE:INSTALL TWIN WALL LINER 200MM |  | Mechanical Services | Flue Lining and Pipes | Flue Lining and Pipes - Commercial/Communal | LM | 179.2028 | Flue:Supply and fix new 200mm twin wall construction to BS4543 Part 2 steel min thickness of 0.7mm and 25mm thick gap, high density intumescent flue liner complete, make good, remove waste/debris. | Flue:Supply and fix new 200mm twin wall construction to BS4543 Part 2 manufactured from stainless steel with a minimal material thickness of 0.7mm and 25mm thick gap to be insulated with high density intumescent material flue liner complete with clamp/plate, elbows, tees, nose cone, draw cord and terminal including all necessary preparation work and making good on completion, and remove waste and debris. | 179.2028
GA709118 | New v8 | R | FLUE:INSTALL TWIN WALL LINER 350MM |  | Mechanical Services | Flue Lining and Pipes | Flue Lining and Pipes - Commercial/Communal | LM | 330.9986 | Flue:Supply and fix new 350mm twin wall construction to BS4543 Part 2 steel min thickness of 0.7mm and 25mm thick gap, high density intumescent flue liner complete, make good, remove waste/debris. | Flue:Supply and fix new 350mm twin wall construction to BS4543 Part 2 manufactured from stainless steel with a minimal material thickness of 0.7mm and 25mm thick gap to be insulated with high density intumescent material flue liner complete with clamp/plate, elbows, tees, and terminal including all necessary preparation work and making good on completion, and remove waste and debris. | 330.9986
GA709119 |  | R | FLUE:INSTALL FLEXIBLE SINGLE WALL LINER 200MM |  | Mechanical Services | Flue Lining and Pipes | Flue Lining and Pipes - Commercial/Communal | LM | 81.9481 | Flue:Supply and fix new 200mm grade 316 single wall stainless steel (condensing) flue liner complete, make good, remove waste and debris. | Flue:Supply and fix new 200mm grade 316 single wall stainless steel (condensing) flue liner complete with clamp/plate, elbows, tees, nose cone, draw cord and terminal including all necessary preparation work and making good on completion, and remove waste and debris. | 81.9481
GA709121 |  | R | FLUE:INSTALL FLEXIBLE SINGLE WALL LINER 250MM |  | Mechanical Services | Flue Lining and Pipes | Flue Lining and Pipes - Commercial/Communal | LM | 84.838 | Flue:Supply and fix new 250mm grade 316 single wall stainless steel (condensing) flue liner complete, make good, remove waste and debris. | Flue:Supply and fix new 250mm grade 316 single wall stainless steel (condensing) flue liner complete with clamp/plate, elbows, tees, nose cone, draw cord and terminal including all necessary preparation work and making good on completion, and remove waste and debris. | 84.838
GA709123 |  | R | FLUE:INSTALL FLEXIBLE SINGLE WALL LINER 300MM |  | Mechanical Services | Flue Lining and Pipes | Flue Lining and Pipes - Commercial/Communal | LM | 137.3827 | Flue:Supply and fix new 300mm grade 316 single wall stainless steel (condensing) flue liner complete, make good, remove waste and debris. | Flue:Supply and fix new 300mm grade 316 single wall stainless steel (condensing) flue liner complete with clamp/plate, elbows, tees, nose cone, draw cord and terminal including all necessary preparation work and making good on completion, and remove waste and debris. | 137.3827
GA709131 | New v8 | R | FLUE:INSTALL SINGLE WALL LINER 200MM |  | Mechanical Services | Flue Lining and Pipes | Flue Lining and Pipes - Commercial/Communal | LM | 114.0455 | Flue:Supply and fix new 200mm single wall construction manufactured from 0.7mm stainless steel complete with clamp/plate, elbows, tees, terminal, preparation work, make good, remove waste and debris. | Flue:Supply and fix new 200mm single wall construction suitable for use with condensing boilers manufactured from stainless steel with a minimal material thickness of 0.7mm complete with clamp/plate, elbows, tees, and terminal including all necessary preparation work and making good on completion, and remove waste and debris. | 114.0455
GA709133 | New v8 | R | FLUE:INSTALL SINGLE WALL LINER 250MM |  | Mechanical Services | Flue Lining and Pipes | Flue Lining and Pipes - Commercial/Communal | LM | 135.2225 | Flue:Supply and fix new 250mm single wall construction manufactured from 0.7mm stainless steel complete with clamp/plate, elbows, tees, terminal, preparation work, make good, remove waste and debris. | Flue:Supply and fix new 250mm single wall construction suitable for use with condensing boilers manufactured from stainless steel with a minimal material thickness of 0.7mm complete with clamp/plate, elbows, tees, and terminal including all necessary preparation work and making good on completion, and remove waste and debris. | 135.2225
GA709135 | New v8 | R | FLUE:INSTALL SINGLE WALL LINER 300MM |  | Mechanical Services | Flue Lining and Pipes | Flue Lining and Pipes - Commercial/Communal | LM | 157.5227 | Flue:Supply and fix new 300mm single wall construction manufactured from 0.7mm stainless steel complete with clamp/plate, elbows, tees, terminal, preparation work, make good, remove waste and debris. | Flue:Supply and fix new 300mm single wall construction suitable for use with condensing boilers manufactured from stainless steel with a minimal material thickness of 0.7mm complete with clamp/plate, elbows, tees, and terminal including all necessary preparation work and making good on completion, and remove waste and debris. | 157.5227
GA709137 | New v8 | R | FLUE:INSTALL SINGLE WALL LINER 350MM |  | Mechanical Services | Flue Lining and Pipes | Flue Lining and Pipes - Commercial/Communal | LM | 197.057 | Flue:Supply and fix new 350mm grade 316 single wall stainless steel (condensing) flue liner complete, make good, remove waste and debris. | Flue:Supply and fix new 350mm single wall construction suitable for use with condensing boilers manufactured from stainless steel with a minimal material thickness of 0.7mm complete with clamp/plate, elbows, tees, and terminal including all necessary preparation work and making good on completion and remove waste and debris. | 197.057
GA709139 |  | R | FLUE:RENEW WITH TWIN WALLED SS FLUE |  | Mechanical Services | Flue Lining and Pipes | Flue Lining and Pipes - Commercial/Communal | LM | 384.1985 | Flue:Remove any type of flue pipe or liner, supply and install 150mm twin walled stainless steel flue, all fixings, flashings, adaptors and bends, remake all joints, make good, remove waste and debris | Flue:Remove any type of flue pipe or liner and dispose to approved tip, supply and install 150mm twin walled stainless steel flues, Selkirk SM or similar approved including all fixings, flashings, adaptors and bends, remake all joints and appliance connections, and make good, and remove waste and debris. | 384.1985
GA713001 |  | U | VOID:DRAIN DOWN CENTRAL HEATING |  | 3 Star - Sundry Works | Sundry Works | Void Property - Safety Checks and Drain Downs | IT | 16.1141 | Void:Drain down central heating water system to void property. | Void:Drain down central heating water system to void property. | 16.1141
GA713003 |  | U | VOID:REFILL CENTRAL HEATING |  | 3 Star - Sundry Works | Sundry Works | Void Property - Safety Checks and Drain Downs | IT | 95.9192 | Void:Refill central heating system to void and introduce approved rust inhibitor to system, fire up and test. | Void:Refill central heating system to void and introduce approved rust inhibitor to system, fire up and test. | 95.9192
GA714001 |  | E | BOILER:RENEW VERTICAL FLUE KIT 60/100 |  | 1 Star Gas - Replacement Parts And Breakdowns | Gas Heating Boiler Balanced/Conventional Flue | Balanced/Conventional Flue - Replacement Flues | IT | 105.8672 | Boiler:Renew vertical flue kit 60/100 to gas boiler, remove and fit new kit, make good structure and finishes and remove waste and debris. | Boiler:Renew vertical flue kit 60/100 to gas boiler, remove and fit new kit, make good structure and finishes and remove waste and debris. | 105.8672
GA714003 |  | E | BOILER:RENEW VERTICAL FLUE KIT 80/125 |  | 1 Star Gas - Replacement Parts And Breakdowns | Gas Heating Boiler Balanced/Conventional Flue | Balanced/Conventional Flue - Replacement Flues | IT | 314.5835 | Boiler:Renew vertical flue kit 80/125 to gas boiler, remove and fit new kit, make good structure and finishes and remove waste and debris. | Boiler:Renew vertical flue kit 80/125 to gas boiler, remove and fit new kit, make good structure and finishes and remove waste and debris. | 314.5835
GA714005 |  | E | BOILER:RENEW TELESCOPIC FLUE KIT |  | 1 Star Gas - Replacement Parts And Breakdowns | Gas Heating Boiler Balanced/Conventional Flue | Balanced/Conventional Flue - Replacement Flues | IT | 105.8672 | Boiler:Renew telescopic flue kit to gas boiler, remove and fit new kit, make good structure and finishes and remove waste and debris. | Boiler:Renew telescopic flue kit to gas boiler, remove and fit new kit, make good structure and finishes and remove waste and debris. | 105.8672
GA714007 |  | E | BOILER:RENEW TELESCOPIC HORIZONTAL 60/100 FLUE KIT |  | 1 Star Gas - Replacement Parts And Breakdowns | Gas Heating Boiler Balanced/Conventional Flue | Balanced/Conventional Flue - Replacement Flues | IT | 118.7255 | Boiler:Renew telescopic horizontal 60/100mm flue kit to gas boiler, remove and fit new kit, make good structure and finishes and remove waste and debris. | Boiler:Renew telescopic horizontal 60/100mm flue kit to gas boiler, remove and fit new kit, make good structure and finishes and remove waste and debris. | 118.7255
GA714009 |  | E | BOILER:RENEW TELESCOPIC HORIZONTAL 100 FLUE KIT |  | 1 Star Gas - Replacement Parts And Breakdowns | Gas Heating Boiler Balanced/Conventional Flue | Balanced/Conventional Flue - Replacement Flues | IT | 105.8672 | Boiler:Renew telescopic horizontal 100mm flue kit to gas boiler, remove and fit new kit, make good structure and finishes and remove waste and debris. | Boiler:Renew telescopic horizontal 100mm flue kit to gas boiler, remove and fit new kit, make good structure and finishes and remove waste and debris. | 105.8672
GA714011 |  | E | BOILER:RENEW TELESCOPIC SHORT EXT 60/100 FLUE KIT |  | 1 Star Gas - Replacement Parts And Breakdowns | Gas Heating Boiler Balanced/Conventional Flue | Balanced/Conventional Flue - Replacement Flues | IT | 109.057 | Boiler:Renew telescopic short extension 60/100mm flue kit to gas boiler, remove and fit new kit, make good structure and finishes and remove waste and debris. | Boiler:Renew telescopic short extension 60/100mm flue kit to gas boiler, remove and fit new kit, make good structure and finishes and remove waste and debris. | 109.057
GA714013 |  | E | BOILER:RENEW LONG TELESCOPIC 60/100 FLUE KIT |  | 1 Star Gas - Replacement Parts And Breakdowns | Gas Heating Boiler Balanced/Conventional Flue | Balanced/Conventional Flue - Replacement Flues | IT | 167.9942 | Boiler:Renew long telescopic 60/100mm flue kit, remove and fit new kit to gas boiler, make good structure and finishes and remove waste and debris. | Boiler:Renew long telescopic 60/100mm flue kit, remove and fit new kit to gas boiler, make good structure and finishes and remove waste and debris. | 167.9942
GA714015 |  | E | BOILER:RENEW HIGH LEVEL FLUE OUTLET KIT |  | 1 Star Gas - Replacement Parts And Breakdowns | Gas Heating Boiler Balanced/Conventional Flue | Balanced/Conventional Flue - Replacement Flues | IT | 143.3189 | Boiler:Renew high level flue outlet kit to gas boiler, remove and fit new kit, make good structure and finishes and remove waste and debris. | Boiler:Renew high level flue outlet kit to gas boiler, remove and fit new kit, make good structure and finishes and remove waste and debris. | 143.3189
GA714017 |  | E | BOILER:RENEW HORIZONTAL 80/125 FLUE KIT |  | 1 Star Gas - Replacement Parts And Breakdowns | Gas Heating Boiler Balanced/Conventional Flue | Balanced/Conventional Flue - Replacement Flues | IT | 269.0822 | Boiler:Renew horizontal 80/125mm flue kit to gas boiler, remove and fit new kit, make good structure and finishes and remove waste and debris. | Boiler:Renew horizontal 80/125mm flue kit to gas boiler, remove and fit new kit, make good structure and finishes and remove waste and debris. | 269.0822
GA714019 |  | E | BOILER:RENEW HORIZ FLUE TERMINAL KIT 600MM |  | 1 Star Gas - Replacement Parts And Breakdowns | Gas Heating Boiler Balanced/Conventional Flue | Balanced/Conventional Flue - Replacement Flues | IT | 137.8028 | Boiler:Renew horizontal flue terminal kit to gas boiler 600mm long, remove and fit new kit, make good structure and finishes and remove waste and debris. | Boiler:Renew horizontal flue terminal kit to gas boiler 600mm long, remove and fit new kit, make good structure and finishes and remove waste and debris. | 137.8028
GA714021 |  | E | BOILER:RENEW HORIZ FLUE TERMINAL KIT 1000MM |  | 1 Star Gas - Replacement Parts And Breakdowns | Gas Heating Boiler Balanced/Conventional Flue | Balanced/Conventional Flue - Replacement Flues | IT | 171.2297 | Boiler:Renew horizontal flue terminal kit to gas boiler 1000mm long, remove and fit new kit, make good structure and finishes and remove waste and debris. | Boiler:Renew horizontal flue terminal kit to gas boiler 1000mm long, remove and fit new kit, make good structure and finishes and remove waste and debris. | 171.2297
GA714023 |  | E | BOILER:RENEW FLUE EXTENSION 60/100MM NE 1M LONG |  | 1 Star Gas - Replacement Parts And Breakdowns | Gas Heating Boiler Balanced/Conventional Flue | Balanced/Conventional Flue - Replacement Flues | IT | 102.6443 | Boiler:Renew flue extension to existing flue to gas boiler ne 1000mm long, remove and fit new kit, make good structure and finishes and remove waste and debris. | Boiler:Renew flue extension to existing flue to gas boiler ne 1000mm long, remove and fit new kit, make good structure and finishes and remove waste and debris. | 102.6443
GA714025 |  | E | BOILER:RENEW FLUE EXTENSION 60/100MM 2M LONG |  | 1 Star Gas - Replacement Parts And Breakdowns | Gas Heating Boiler Balanced/Conventional Flue | Balanced/Conventional Flue - Replacement Flues | IT | 164.7713 | Boiler:Renew flue extension to existing flue to gas boiler 2000mm long, remove and fit new kit, make good structure and finishes and remove waste and debris. | Boiler:Renew flue extension to existing flue to gas boiler 2000mm long, remove and fit new kit, make good structure and finishes and remove waste and debris. | 164.7713
GA714027 |  | E | BOILER:RENEW HE BOILER STAND OFF KIT |  | 1 Star Gas - Replacement Parts And Breakdowns | Gas Heating Boiler Balanced/Conventional Flue | Balanced/Conventional Flue - Replacement Flues | IT | 168.8834 | Boiler:Renew high efficiency boiler stand off kit, remove and fit new kit, make good structure and finishes and remove waste and debris. | Boiler:Renew high efficiency boiler stand off kit, remove and fit new kit, make good structure and finishes and remove waste and debris. | 168.8834
GA714029 |  | E | BOILER:RENEW HE BOILER ROOF FLUE KIT 80/125MM |  | 1 Star Gas - Replacement Parts And Breakdowns | Gas Heating Boiler Balanced/Conventional Flue | Balanced/Conventional Flue - Replacement Flues | IT | 269.0822 | Boiler:Renew high efficiency boiler roof kit 80/125mm to gas boiler, remove and fit new kit, make good structure and finishes and remove waste and debris. | Boiler:Renew high efficiency boiler roof kit 80/125mm to gas boiler, remove and fit new kit, make good structure and finishes and remove waste and debris. | 269.0822
GA714031 |  | E | BOILER:RENEW HE BOILER TELESCOPIC FLUE 125MM KIT |  | 1 Star Gas - Replacement Parts And Breakdowns | Gas Heating Boiler Balanced/Conventional Flue | Balanced/Conventional Flue - Replacement Flues | IT | 170.1353 | Boiler:Renew high efficiency boiler telescopic flue 125mm kit to gas boiler, remove and fit new kit, make good structure and finishes and remove waste and debris. | Boiler:Renew high efficiency boiler telescopic flue 125mm kit to gas boiler, remove and fit new kit, make good structure and finishes and remove waste and debris. | 170.1353
GA714033 |  | E | BOILER:RENEW HE VERTICAL FLUE CONNECTOR 60/100MM |  | 1 Star Gas - Replacement Parts And Breakdowns | Gas Heating Boiler Balanced/Conventional Flue | Balanced/Conventional Flue - Replacement Flues | IT | 103.8314 | Boiler:Renew high efficiency vertical flue connector 60/100mm to gas boiler, remove and fit new kit, make good structure and finishes and remove waste and debris. | Boiler:Renew high efficiency vertical flue connector 60/100mm to gas boiler, remove and fit new kit, make good structure and finishes and remove waste and debris. | 103.8314
GA714035 |  | E | BOILER:RENEW HE BOILER VERTICAL EXTENSION 125MM |  | 1 Star Gas - Replacement Parts And Breakdowns | Gas Heating Boiler Balanced/Conventional Flue | Balanced/Conventional Flue - Replacement Flues | IT | 164.9 | Boiler:Renew high efficiency boiler vertical flue extension 125mm to existing flue to gas boiler, remove and fit new kit, make good structure and finishes and remove waste and debris. | Boiler:Renew high efficiency boiler vertical flue extension 125mm to existing flue to gas boiler, remove and fit new kit, make good structure and finishes and remove waste and debris. | 164.9
GA714037 |  | E | BOILER:RENEW HE BOILER VERTICAL FLUE KIT |  | 1 Star Gas - Replacement Parts And Breakdowns | Gas Heating Boiler Balanced/Conventional Flue | Balanced/Conventional Flue - Replacement Flues | IT | 193.43 | Boiler:Renew high efficiency boiler vertical flue kit to gas boiler, remove and fit new kit, make good structure and finishes and remove waste and debris. | Boiler:Renew high efficiency boiler vertical flue kit to gas boiler, remove and fit new kit, make good structure and finishes and remove waste and debris. | 193.43
GA714039 |  | E | BOILER:RENEW HE BOILER VERTICAL FLUE 125MM KIT |  | 1 Star Gas - Replacement Parts And Breakdowns | Gas Heating Boiler Balanced/Conventional Flue | Balanced/Conventional Flue - Replacement Flues | IT | 231.3848 | Boiler:Renew high efficiency boiler vertical 125mm flue kit to gas boiler, remove and fit new kit, make good structure and finishes and remove waste and debris. | Boiler:Renew high efficiency boiler vertical 125mm flue kit to gas boiler, remove and fit new kit, make good structure and finishes and remove waste and debris. | 231.3848
GA714041 |  | E | BOILER:RENEW HE BOILER VERTICAL 60/100MM KIT |  | 1 Star Gas - Replacement Parts And Breakdowns | Gas Heating Boiler Balanced/Conventional Flue | Balanced/Conventional Flue - Replacement Flues | IT | 137.9954 | Boiler:Renew high efficiency boiler vertical 60/100mm flue kit to gas boiler, remove and fit new kit, make good structure and finishes and remove waste and debris. | Boiler:Renew high efficiency boiler vertical 60/100mm flue kit to gas boiler, remove and fit new kit, make good structure and finishes and remove waste and debris. | 137.9954
GA714043 |  | E | BOILER:RENEW FLEXIBLE BOILER FLUE 80MM KIT |  | 1 Star Gas - Replacement Parts And Breakdowns | Gas Heating Boiler Balanced/Conventional Flue | Balanced/Conventional Flue - Replacement Flues | IT | 99.0929 | Boiler:Renew flexible 80mm flue kit to gas boiler, remove and fit new kit, make good structure and finishes and remove waste and debris. | Boiler:Renew flexible 80mm flue kit to gas boiler, remove and fit new kit, make good structure and finishes and remove waste and debris. | 99.0929
GA714045 |  | E | BOILER:RENEW ROOM SEALED FLUE KIT 7 12" |  | 1 Star Gas - Replacement Parts And Breakdowns | Gas Heating Boiler Balanced/Conventional Flue | Balanced/Conventional Flue - Replacement Flues | IT | 141.0257 | Boiler:Renew room sealed flue kit 7 12" to gas boiler, remove and fit new kit, make good structure and finishes and remove waste and debris. | Boiler:Renew room sealed flue kit 7 12" to gas boiler, remove and fit new kit, make good structure and finishes and remove waste and debris. | 141.0257
GA714101 |  | E | BOILER:RENEW 45% FLUE ELBOW BEND 60/100MM |  | 1 Star Gas - Replacement Parts And Breakdowns | Gas Heating Boiler Balanced/Conventional Flue | Balanced/Conventional Flue - Replace Flue Parts | IT | 94.1629 | Boiler:Renew 45% flue elbow bend 60/100mm to flue to gas boiler, remove and fit new part, make good structure and finishes and remove waste and debris. | Boiler:Renew 45% flue elbow bend 60/100mm to flue to gas boiler, remove and fit new part, make good structure and finishes and remove waste and debris. | 94.1629
GA714103 |  | E | BOILER:RENEW 45% FLUE ELBOW BEND 80/125MM |  | 1 Star Gas - Replacement Parts And Breakdowns | Gas Heating Boiler Balanced/Conventional Flue | Balanced/Conventional Flue - Replace Flue Parts | IT | 97.0411 | Boiler:Renew 45% flue elbow bend 80/125mm to flue to gas boiler, remove and fit new part, make good structure and finishes and remove waste and debris. | Boiler:Renew 45% flue elbow bend 80/125mm to flue to gas boiler, remove and fit new part, make good structure and finishes and remove waste and debris. | 97.0411
GA714105 |  | E | BOILER:RENEW 45% FLUE ELBOW BEND ASSEMBLY 130MM |  | 1 Star Gas - Replacement Parts And Breakdowns | Gas Heating Boiler Balanced/Conventional Flue | Balanced/Conventional Flue - Replace Flue Parts | IT | 121.0846 | Boiler:Renew 45% flue elbow bend assembly 130mm to flue to gas boiler, remove and fit new part, make good structure and finishes and remove waste and debris. | Boiler:Renew 45% flue elbow bend assembly 130mm to flue to gas boiler, remove and fit new part, make good structure and finishes and remove waste and debris. | 121.0846
GA714107 |  | E | BOILER:RENEW HE 45% FLUE ELBOW BEND 125MM |  | 1 Star Gas - Replacement Parts And Breakdowns | Gas Heating Boiler Balanced/Conventional Flue | Balanced/Conventional Flue - Replace Flue Parts | IT | 84.019 | Boiler:Renew high efficiency 45% flue elbow bend 125mm to flue to gas boiler, remove and fit new part, make good structure and finishes and remove waste and debris. | Boiler:Renew high efficiency 45% flue elbow bend 125mm to flue to gas boiler, remove and fit new part, make good structure and finishes and remove waste and debris. | 84.019
GA714109 |  | E | BOILER:RENEW 90% FLUE ELBOW BEND 60/100MM |  | 1 Star Gas - Replacement Parts And Breakdowns | Gas Heating Boiler Balanced/Conventional Flue | Balanced/Conventional Flue - Replace Flue Parts | IT | 94.1629 | Boiler:Renew 90% flue elbow bend 60/100mm to flue to gas boiler, remove and fit new part, make good structure and finishes and remove waste and debris. | Boiler:Renew 90% flue elbow bend 60/100mm to flue to gas boiler, remove and fit new part, make good structure and finishes and remove waste and debris. | 94.1629
GA714111 |  | E | BOILER:RENEW 90% FLUE ELBOW KIT |  | 1 Star Gas - Replacement Parts And Breakdowns | Gas Heating Boiler Balanced/Conventional Flue | Balanced/Conventional Flue - Replace Flue Parts | IT | 94.1629 | Boiler:Renew 90% flue elbow bend kit to flue to gas boiler, remove and fit new part, make good structure and finishes and remove waste and debris. | Boiler:Renew 90% flue elbow bend kit to flue to gas boiler, remove and fit new part, make good structure and finishes and remove waste and debris. | 94.1629
GA714113 |  | E | BOILER:RENEW HE 90% FLUE ELBOW BEND 125MM |  | 1 Star Gas - Replacement Parts And Breakdowns | Gas Heating Boiler Balanced/Conventional Flue | Balanced/Conventional Flue - Replace Flue Parts | IT | 97.0411 | Boiler:Renew high efficiency 90% flue elbow bend 125mm to flue to gas boiler, remove and fit new part, make good structure and finishes and remove waste and debris. | Boiler:Renew high efficiency 90% flue elbow bend 125mm to flue to gas boiler, remove and fit new part, make good structure and finishes and remove waste and debris. | 97.0411
GA714115 |  | E | BOILER:RENEW VERTICAL WEATHER FLUE COLLAR |  | 1 Star Gas - Replacement Parts And Breakdowns | Gas Heating Boiler Balanced/Conventional Flue | Balanced/Conventional Flue - Replace Flue Parts | IT | 75.2206 | Boiler:Renew universal weather flue collar to flue to gas boiler, remove and fit new part, make good structure and finishes and remove waste and debris. | Boiler:Renew universal weather flue collar to flue to gas boiler, remove and fit new part, make good structure and finishes and remove waste and debris. | 75.2206
GA714117 |  | E | BOILER:RENEW VERTICAL FLUE ADAPTOR |  | 1 Star Gas - Replacement Parts And Breakdowns | Gas Heating Boiler Balanced/Conventional Flue | Balanced/Conventional Flue - Replace Flue Parts | IT | 107.6764 | Boiler:Renew vertical flue adaptor to flue to gas boiler, remove and fit new part, make good structure and finishes and remove waste and debris. | Boiler:Renew vertical flue adaptor to flue to gas boiler, remove and fit new part, make good structure and finishes and remove waste and debris. | 107.6764
GA714119 |  | E | BOILER:RENEW FLUE GAS THERMOSTAT |  | 1 Star Gas - Replacement Parts And Breakdowns | Gas Heating Boiler Balanced/Conventional Flue | Balanced/Conventional Flue - Replace Flue Parts | IT | 51.6514 | Boiler:Renew or supply and install flue gas thermostat to flue to gas boiler, remove and fit new part, make good structure and finishes and remove waste and debris. | Boiler:Renew or supply and install flue gas thermostat to flue to gas boiler, remove and fit new part, make good structure and finishes and remove waste and debris. | 51.6514
GA714121 |  | E | BOILER:RENEW FLUE TERMINAL GUARD |  | 1 Star Gas - Replacement Parts And Breakdowns | Gas Heating Boiler Balanced/Conventional Flue | Balanced/Conventional Flue - Replace Flue Parts | IT | 36.5998 | Boiler:Renew or supply and install flue terminal guard to flue to gas boiler, remove and fit new part, make good structure and finishes and remove waste and debris. | Boiler:Renew or supply and install flue terminal guard to flue to gas boiler, remove and fit new part, make good structure and finishes and remove waste and debris. | 36.5998
GA714123 |  | E | BOILER:RENEW VERTICAL FLUE BRACKET 60/100MM |  | 1 Star Gas - Replacement Parts And Breakdowns | Gas Heating Boiler Balanced/Conventional Flue | Balanced/Conventional Flue - Replace Flue Parts | IT | 38.4241 | Boiler:Renew or supply and install missing vertical flue bracket 60/100mm to flue to gas boiler, remove and fit new part, make good structure and finishes and remove waste and debris. | Boiler:Renew or supply and install missing vertical flue bracket 60/100mm to flue to gas boiler, remove and fit new part, make good structure and finishes and remove waste and debris. | 38.4241
GA714125 |  | E | BOILER:RENEW FLUE SUPPORT BRACKET 60/100MM |  | 1 Star Gas - Replacement Parts And Breakdowns | Gas Heating Boiler Balanced/Conventional Flue | Balanced/Conventional Flue - Replace Flue Parts | IT | 17.7979 | Boiler:Renew or supply and install missing flue support bracket 60/100mm to flue to gas boiler, remove and fit new part, make good structure and finishes and remove waste and debris. | Boiler:Renew or supply and install missing flue support bracket 60/100mm to flue to gas boiler, remove and fit new part, make good structure and finishes and remove waste and debris. | 17.7979
GA714127 |  | E | BOILER:RENEW FLUE SUPPORT BRACKET 80/125MM |  | 1 Star Gas - Replacement Parts And Breakdowns | Gas Heating Boiler Balanced/Conventional Flue | Balanced/Conventional Flue - Replace Flue Parts | IT | 19.4242 | Boiler:Renew or supply and install missing flue support bracket 80/100mm to flue to gas boiler, remove and fit new part, make good structure and finishes and remove waste and debris. | Boiler:Renew or supply and install missing flue support bracket 80/100mm to flue to gas boiler, remove and fit new part, make good structure and finishes and remove waste and debris. | 19.4242
GA714201 |  | E | BOILER:RENEW PLUME EXTENSION KIT |  | 1 Star Gas - Replacement Parts And Breakdowns | Gas Heating Boiler Balanced/Conventional Flue | Balanced/Conventional Flue - Replace Plume Parts | IT | 209.461 | Boiler:Renew or supply and install missing plume extension kit to gas boiler, remove and fit new part, make good structure and finishes and remove waste and debris. | Boiler:Renew or supply and install missing plume extension kit to gas boiler, remove and fit new part, make good structure and finishes and remove waste and debris. | 209.461
GA714203 |  | E | BOILER:RENEW PLUME MANAGEMENT KIT |  | 1 Star Gas - Replacement Parts And Breakdowns | Gas Heating Boiler Balanced/Conventional Flue | Balanced/Conventional Flue - Replace Plume Parts | IT | 212.6839 | Boiler:Renew or supply and install missing plume management kit to gas boiler, remove and fit new part, make good structure and finishes and remove waste and debris. | Boiler:Renew or supply and install missing plume management kit to gas boiler, remove and fit new part, make good structure and finishes and remove waste and debris. | 212.6839
GA714205 |  | E | BOILER:RENEW 45% PLUME ELBOW |  | 1 Star Gas - Replacement Parts And Breakdowns | Gas Heating Boiler Balanced/Conventional Flue | Balanced/Conventional Flue - Replace Plume Parts | IT | 66.703 | Boiler:Renew or supply and install missing 45% plume elbow bend to gas boiler, remove and fit new part, make good structure and finishes and remove waste and debris. | Boiler:Renew or supply and install missing 45% plume elbow bend to gas boiler, remove and fit new part, make good structure and finishes and remove waste and debris. | 66.703
GA714207 |  | E | BOILER:RENEW 90% PLUME ELBOW |  | 1 Star Gas - Replacement Parts And Breakdowns | Gas Heating Boiler Balanced/Conventional Flue | Balanced/Conventional Flue - Replace Plume Parts | IT | 70.564 | Boiler:Renew or supply and install missing 90% plume elbow bend to gas boiler, remove and fit new part, make good structure and finishes and remove waste and debris. | Boiler:Renew or supply and install missing 90% plume elbow bend to gas boiler, remove and fit new part, make good structure and finishes and remove waste and debris. | 70.564
GA714209 |  | E | BOILER:RENEW PLUME FLAT FLASHING KIT |  | 1 Star Gas - Replacement Parts And Breakdowns | Gas Heating Boiler Balanced/Conventional Flue | Balanced/Conventional Flue - Replace Plume Parts | IT | 70.4821 | Boiler:Renew or supply and install missing plume flat flashing kit to gas boiler, remove and fit new part, make good structure and finishes and remove waste and debris. | Boiler:Renew or supply and install missing plume flat flashing kit to gas boiler, remove and fit new part, make good structure and finishes and remove waste and debris. | 70.4821
GA714211 |  | E | BOILER:RENEW PLUME PITCHING FLASHING KIT |  | 1 Star Gas - Replacement Parts And Breakdowns | Gas Heating Boiler Balanced/Conventional Flue | Balanced/Conventional Flue - Replace Plume Parts | IT | 101.5924 | Boiler:Renew or supply and install missing plume pitching flashing kit to gas boiler, remove and fit new part, make good structure and finishes and remove waste and debris. | Boiler:Renew or supply and install missing plume pitching flashing kit to gas boiler, remove and fit new part, make good structure and finishes and remove waste and debris. | 101.5924
GA714301 |  | E | BOILER:RENEW AIR PRESSURE SWITCH |  | 1 Star Gas - Replacement Parts And Breakdowns | Gas Heating Boiler Balanced/Conventional Flue | Balanced/Conventional Flue - Boiler Parts | IT | 62.0304 | Boiler:Renew or supply and install missing or defective air pressure switch, including turn gas off/on, remove and fit new part, test and remove waste and debris. | Boiler:Renew or supply and install missing or defective air pressure switch, including turn gas off/on, remove and fit new part, test and remove waste and debris. | 62.0304
GA714302 |  | E | BOILER:RENEW AIR VENT VALVE |  | 1 Star Gas - Replacement Parts And Breakdowns | Gas Heating Boiler Balanced/Conventional Flue | Balanced/Conventional Flue - Boiler Parts | IT | 35.2608 | Boiler:Renew or supply and install missing or defective air vent valve, including turn gas off/on, remove and fit new part, test and remove waste and debris. | Boiler:Renew or supply and install missing or defective air vent valve, including turn gas off/on, remove and fit new part, test and remove waste and debris. | 35.2608
GA714303 |  | E | BOILER:RENEW AUTOMATIC AIR VENT |  | 1 Star Gas - Replacement Parts And Breakdowns | Gas Heating Boiler Balanced/Conventional Flue | Balanced/Conventional Flue - Boiler Parts | IT | 35.2608 | Boiler:Renew or supply and install missing or defective automatic air vent, including turn gas off/on, remove and fit new part, test and remove waste and debris. | Boiler:Renew or supply and install missing or defective automatic air vent, including turn gas off/on, remove and fit new part, test and remove waste and debris. | 35.2608
GA714304 |  | E | BOILER:RENEW BELOW BOILER PIPE COVER |  | 1 Star Gas - Replacement Parts And Breakdowns | Gas Heating Boiler Balanced/Conventional Flue | Balanced/Conventional Flue - Boiler Parts | IT | 48.8328 | Boiler:Renew or supply and install missing or defective below boiler pipe cover, including turn gas off/on, remove and fit new part, test and remove waste and debris. | Boiler:Renew or supply and install missing or defective below boiler pipe cover, including turn gas off/on, remove and fit new part, test and remove waste and debris. | 48.8328
GA714305 |  | E | BOILER:RENEW BYPASS VALVE |  | 1 Star Gas - Replacement Parts And Breakdowns | Gas Heating Boiler Balanced/Conventional Flue | Balanced/Conventional Flue - Boiler Parts | IT | 85.3368 | Boiler:Renew or supply and install missing or defective by-pass valve, including turn gas off/on, remove and fit new part, test and remove waste and debris. | Boiler:Renew or supply and install missing or defective by-pass valve, including turn gas off/on, remove and fit new part, test and remove waste and debris. | 85.3368
GA714306 |  | E | BOILER:RENEW CANBUS CABLE |  | 1 Star Gas - Replacement Parts And Breakdowns | Gas Heating Boiler Balanced/Conventional Flue | Balanced/Conventional Flue - Boiler Parts | LM | 38.5017 | Boiler:Renew or supply and install missing or defective canbus cable, including turn gas off/on, remove and fit new part, test and remove waste and debris. | Boiler:Renew or supply and install missing or defective canbus cable, including turn gas off/on, remove and fit new part, test and remove waste and debris. | 38.5017
GA714307 |  | E | BOILER:RENEW COMBI FILLING KEY |  | 1 Star Gas - Replacement Parts And Breakdowns | Gas Heating Boiler Balanced/Conventional Flue | Balanced/Conventional Flue - Boiler Parts | IT | 30.47 | Boiler:Renew or supply and install missing or defective combi filling key, including turn gas off/on, remove and fit new part, test and remove waste and debris. | Boiler:Renew or supply and install missing or defective combi filling key, including turn gas off/on, remove and fit new part, test and remove waste and debris. | 30.47
GA714308 |  | E | BOILER:RENEW COMBUSTION CHAMBER INSULATION KIT |  | 1 Star Gas - Replacement Parts And Breakdowns | Gas Heating Boiler Balanced/Conventional Flue | Balanced/Conventional Flue - Boiler Parts | IT | 44.7846 | Boiler:Renew or supply and install missing or defective combustion chamber insulation kit, including turn gas off/on, remove and fit new part, test and remove waste and debris. | Boiler:Renew or supply and install missing or defective combustion chamber insulation kit, including turn gas off/on, remove and fit new part, test and remove waste and debris. | 44.7846
GA714309 |  | E | BOILER:RENEW COMPLETE HEAT EXCHANGER ASSEMBLY |  | 1 Star Gas - Replacement Parts And Breakdowns | Gas Heating Boiler Balanced/Conventional Flue | Balanced/Conventional Flue - Boiler Parts | IT | 184.9506 | Boiler:Renew or supply and install defective complete heat exchanger assembly, including turn gas off/on, remove and fit new part, test and remove waste and debris. | Boiler:Renew or supply and install defective complete heat exchanger assembly, including turn gas off/on, remove and fit new part, test and remove waste and debris. | 184.9506
GA714310 |  | E | BOILER:RENEW COMPLETE PUMP REPLACEMENT KIT |  | 1 Star Gas - Replacement Parts And Breakdowns | Gas Heating Boiler Balanced/Conventional Flue | Balanced/Conventional Flue - Boiler Parts | IT | 231.9495 | Boiler:Renew or supply and install defective complete pump replacement kit, including turn gas off/on, remove and fit new part, test and remove waste and debris. | Boiler:Renew or supply and install defective complete pump replacement kit, including turn gas off/on, remove and fit new part, test and remove waste and debris. | 231.9495
GA714311 |  | E | BOILER:RENEW CONDENSATE SYPHON |  | 1 Star Gas - Replacement Parts And Breakdowns | Gas Heating Boiler Balanced/Conventional Flue | Balanced/Conventional Flue - Boiler Parts | IT | 124.6956 | Boiler:Renew or supply and install defective condensate syphon, including turn gas off/on, remove and fit new part, test and remove waste and debris. | Boiler:Renew or supply and install defective condensate syphon, including turn gas off/on, remove and fit new part, test and remove waste and debris. | 124.6956
GA714312 |  | E | BOILER:RENEW CONTROL COVER ASSEMBLY |  | 1 Star Gas - Replacement Parts And Breakdowns | Gas Heating Boiler Balanced/Conventional Flue | Balanced/Conventional Flue - Boiler Parts | IT | 53.5947 | Boiler:Renew or supply and install defective central cover assembly assembly, including turn gas off/on, remove and fit new part, test and remove waste and debris. | Boiler:Renew or supply and install defective central cover assembly assembly, including turn gas off/on, remove and fit new part, test and remove waste and debris. | 53.5947
GA714313 |  | E | BOILER:RENEW CONVERSE PLUME MANAGEMENT KIT |  | 1 Star Gas - Replacement Parts And Breakdowns | Gas Heating Boiler Balanced/Conventional Flue | Balanced/Conventional Flue - Boiler Parts | IT | 203.0154 | Boiler:Renew or supply and install defective converse plume management kit, including turn gas off/on, remove and fit new part, test and remove waste and debris. | Boiler:Renew or supply and install defective converse plume management kit, including turn gas off/on, remove and fit new part, test and remove waste and debris. | 203.0154
GA714314 |  | E | BOILER:RENEW DIVERTER VALVE ASSEMBLY MIXER MODULE |  | 1 Star Gas - Replacement Parts And Breakdowns | Gas Heating Boiler Balanced/Conventional Flue | Balanced/Conventional Flue - Boiler Parts | IT | 123.4905 | Boiler:Renew or supply and install defective diverter valve assembly mixer module, including turn gas off/on, remove and fit new part, test and remove waste and debris. | Boiler:Renew or supply and install defective diverter valve assembly mixer module, including turn gas off/on, remove and fit new part, test and remove waste and debris. | 123.4905
GA714315 |  | E | BOILER:RENEW DIVERTER VALVE KIT |  | 1 Star Gas - Replacement Parts And Breakdowns | Gas Heating Boiler Balanced/Conventional Flue | Balanced/Conventional Flue - Boiler Parts | IT | 123.4905 | Boiler:Renew or supply and install defective diverter valve kit, including turn gas off/on, remove and fit new part, test and remove waste and debris. | Boiler:Renew or supply and install defective diverter valve kit, including turn gas off/on, remove and fit new part, test and remove waste and debris. | 123.4905
GA714316 |  | E | BOILER:RENEW DIVERTER VALVE MOTOR |  | 1 Star Gas - Replacement Parts And Breakdowns | Gas Heating Boiler Balanced/Conventional Flue | Balanced/Conventional Flue - Boiler Parts | IT | 123.4905 | Boiler:Renew or supply and install defective diverter valve motor, including turn gas off/on, remove and fit new part, test and remove waste and debris. | Boiler:Renew or supply and install defective diverter valve motor, including turn gas off/on, remove and fit new part, test and remove waste and debris. | 123.4905
GA714317 |  | E | BOILER:RENEW DOMESTIC HOT WATER HEAT EXCHANGER |  | 1 Star Gas - Replacement Parts And Breakdowns | Gas Heating Boiler Balanced/Conventional Flue | Balanced/Conventional Flue - Boiler Parts | IT | 184.9506 | Boiler:Renew or supply and install defective domestic hot water heat exchanger, including turn gas off/on, remove and fit new part, test and remove waste and debris. | Boiler:Renew or supply and install defective domestic hot water heat exchanger, including turn gas off/on, remove and fit new part, test and remove waste and debris. | 184.9506
GA714318 |  | E | BOILER:RENEW DOMESTIC HW HEAT EXCHANGER GASKET |  | 1 Star Gas - Replacement Parts And Breakdowns | Gas Heating Boiler Balanced/Conventional Flue | Balanced/Conventional Flue - Boiler Parts | IT | 62.0304 | Boiler:Renew or supply and install defective domestic hot water heat exchanger gasket, including turn gas off/on, remove and fit new part, test and remove waste and debris. | Boiler:Renew or supply and install defective domestic hot water heat exchanger gasket, including turn gas off/on, remove and fit new part, test and remove waste and debris. | 62.0304
GA714319 |  | E | BOILER:RENEW DOMESTIC HOT WATER TEMPERATURE SENSOR |  | 1 Star Gas - Replacement Parts And Breakdowns | Gas Heating Boiler Balanced/Conventional Flue | Balanced/Conventional Flue - Boiler Parts | IT | 35.8692 | Boiler:Renew or supply and install defective domestic hot water temperature sensor, including turn gas off/on, remove and fit new part, test and remove waste and debris. | Boiler:Renew or supply and install defective domestic hot water temperature sensor, including turn gas off/on, remove and fit new part, test and remove waste and debris. | 35.8692
GA714320 |  | E | BOILER:RENEW EARTH BONDING STRIP |  | 1 Star Gas - Replacement Parts And Breakdowns | Gas Heating Boiler Balanced/Conventional Flue | Balanced/Conventional Flue - Boiler Parts | IT | 37.0509 | Boiler:Renew or supply and install defective earth bonding strip, including turn gas off/on, remove and fit new part, test and remove waste and debris. | Boiler:Renew or supply and install defective earth bonding strip, including turn gas off/on, remove and fit new part, test and remove waste and debris. | 37.0509
GA714321 |  | E | BOILER:RENEW ELECTRODES |  | 1 Star Gas - Replacement Parts And Breakdowns | Gas Heating Boiler Balanced/Conventional Flue | Balanced/Conventional Flue - Boiler Parts | IT | 56.0049 | Boiler:Renew or supply and install defective electrodes, including turn gas off/on, remove and fit new part, test and remove waste and debris. | Boiler:Renew or supply and install defective electrodes, including turn gas off/on, remove and fit new part, test and remove waste and debris. | 56.0049
GA714322 |  | E | BOILER:RENEW 10 LITRE EXPANSION VESSEL |  | 1 Star Gas - Replacement Parts And Breakdowns | Gas Heating Boiler Balanced/Conventional Flue | Balanced/Conventional Flue - Boiler Parts | IT | 49.8686 | Boiler:Renew or supply and install defective or missing 10 litre expansion vessel, including turn gas off/on, remove and fit new part, test and remove waste and debris. | Boiler:Renew or supply and install defective or missing 10 litre expansion vessel, including turn gas off/on, remove and fit new part, test and remove waste and debris. | 49.8686
GA714323 |  | E | BOILER:RENEW 12 LITRE EXPANSION VESSEL |  | 1 Star Gas - Replacement Parts And Breakdowns | Gas Heating Boiler Balanced/Conventional Flue | Balanced/Conventional Flue - Boiler Parts | IT | 70.3436 | Boiler:Renew or supply and install defective or missing 12 litre expansion vessel, including turn gas off/on, remove and fit new part, test and remove waste and debris. | Boiler:Renew or supply and install defective or missing 12 litre expansion vessel, including turn gas off/on, remove and fit new part, test and remove waste and debris. | 70.3436
GA714324 |  | E | BOILER:RENEW 8 LITRE EXPANSION VESSEL |  | 1 Star Gas - Replacement Parts And Breakdowns | Gas Heating Boiler Balanced/Conventional Flue | Balanced/Conventional Flue - Boiler Parts | IT | 47.6456 | Boiler:Renew or supply and install defective or missing 8 litre expansion vessel, including turn gas off/on, remove and fit new part, test and remove waste and debris. | Boiler:Renew or supply and install defective or missing 8 litre expansion vessel, including turn gas off/on, remove and fit new part, test and remove waste and debris. | 47.6456
GA714325 |  | E | BOILER:RENEW EXPANSION VESSEL KIT |  | 1 Star Gas - Replacement Parts And Breakdowns | Gas Heating Boiler Balanced/Conventional Flue | Balanced/Conventional Flue - Boiler Parts | IT | 152.6999 | Boiler:Renew or supply and install defective or missing expansion vessel kit, including turn gas off/on, remove and fit new part, test and remove waste and debris. | Boiler:Renew or supply and install defective or missing expansion vessel kit, including turn gas off/on, remove and fit new part, test and remove waste and debris. | 152.6999
GA714326 |  | E | BOILER:RENEW FAN ASSEMBLY |  | 1 Star Gas - Replacement Parts And Breakdowns | Gas Heating Boiler Balanced/Conventional Flue | Balanced/Conventional Flue - Boiler Parts | IT | 213.873 | Boiler:Renew or supply and install defective or missing fan assembly, including turn gas off/on, remove and fit new part, test and remove waste and debris. | Boiler:Renew or supply and install defective or missing fan assembly, including turn gas off/on, remove and fit new part, test and remove waste and debris. | 213.873
GA714327 |  | E | BOILER:RENEW FILLING LINK |  | 1 Star Gas - Replacement Parts And Breakdowns | Gas Heating Boiler Balanced/Conventional Flue | Balanced/Conventional Flue - Boiler Parts | IT | 29.9318 | Boiler:Renew or supply and install defective or missing filling link, including turn gas off/on, remove and fit new part, test and remove waste and debris. | Boiler:Renew or supply and install defective or missing filling link, including turn gas off/on, remove and fit new part, test and remove waste and debris. | 29.9318
GA714328 |  | E | BOILER:RENEW FILLING VALVE ASSEMBLY |  | 1 Star Gas - Replacement Parts And Breakdowns | Gas Heating Boiler Balanced/Conventional Flue | Balanced/Conventional Flue - Boiler Parts | IT | 35.0385 | Boiler:Renew or supply and install defective or missing filling valve assembly, including turn gas off/on, remove and fit new part, test and remove waste and debris. | Boiler:Renew or supply and install defective or missing filling valve assembly, including turn gas off/on, remove and fit new part, test and remove waste and debris. | 35.0385
GA714329 |  | E | BOILER:RENEW FIRE STOP PLATE |  | 1 Star Gas - Replacement Parts And Breakdowns | Gas Heating Boiler Balanced/Conventional Flue | Balanced/Conventional Flue - Boiler Parts | IT | 52.3896 | Boiler:Renew or supply and install defective or missing fire stop plate, including turn gas off/on, remove and fit new part, test and remove waste and debris. | Boiler:Renew or supply and install defective or missing fire stop plate, including turn gas off/on, remove and fit new part, test and remove waste and debris. | 52.3896
GA714330 |  | E | BOILER:RENEW FLAME SENSING ELECTRODE |  | 1 Star Gas - Replacement Parts And Breakdowns | Gas Heating Boiler Balanced/Conventional Flue | Balanced/Conventional Flue - Boiler Parts | IT | 56.0049 | Boiler:Renew or supply and install defective or missing flame sensing electrode, including turn gas off/on, remove and fit new part, test and remove waste and debris. | Boiler:Renew or supply and install defective or missing flame sensing electrode, including turn gas off/on, remove and fit new part, test and remove waste and debris. | 56.0049
GA714331 |  | E | BOILER:RENEW FLOW SENSOR |  | 1 Star Gas - Replacement Parts And Breakdowns | Gas Heating Boiler Balanced/Conventional Flue | Balanced/Conventional Flue - Boiler Parts | IT | 59.8659 | Boiler:Renew or supply and install defective or missing flow sensor, including turn gas off/on, remove and fit new part, test and remove waste and debris. | Boiler:Renew or supply and install defective or missing flow sensor, including turn gas off/on, remove and fit new part, test and remove waste and debris. | 59.8659
GA714332 |  | E | BOILER:RENEW FLOW SENSOR ADAPTOR |  | 1 Star Gas - Replacement Parts And Breakdowns | Gas Heating Boiler Balanced/Conventional Flue | Balanced/Conventional Flue - Boiler Parts | IT | 45.7674 | Boiler:Renew or supply and install defective or missing flow sensor adaptor, including turn gas off/on, remove and fit new part, test and remove waste and debris. | Boiler:Renew or supply and install defective or missing flow sensor adaptor, including turn gas off/on, remove and fit new part, test and remove waste and debris. | 45.7674
GA714333 |  | E | BOILER:RENEW FLOW SENSOR ASSEMBLY |  | 1 Star Gas - Replacement Parts And Breakdowns | Gas Heating Boiler Balanced/Conventional Flue | Balanced/Conventional Flue - Boiler Parts | IT | 69.261 | Boiler:Renew or supply and install defective or missing flow sensor assembly, including turn gas off/on, remove and fit new part, test and remove waste and debris. | Boiler:Renew or supply and install defective or missing flow sensor assembly, including turn gas off/on, remove and fit new part, test and remove waste and debris. | 69.261
GA714334 |  | E | BOILER:RENEW FLOW UNIT |  | 1 Star Gas - Replacement Parts And Breakdowns | Gas Heating Boiler Balanced/Conventional Flue | Balanced/Conventional Flue - Boiler Parts | IT | 44.1879 | Boiler:Renew or supply and install defective or missing flow unit, including turn gas off/on, remove and fit new part, test and remove waste and debris. | Boiler:Renew or supply and install defective or missing flow unit, including turn gas off/on, remove and fit new part, test and remove waste and debris. | 44.1879
GA714335 |  | U | BOILER:RENEW GAS VALVE YR1 |  | 1 Star Gas - Replacement Parts And Breakdowns | Gas Heating Boiler Balanced/Conventional Flue | Balanced/Conventional Flue - Boiler Parts | IT | 134.3364 | Boiler:Renew or supply and install defective or missing gas valve, including turn gas off/on, remove and fit new part, test and remove waste and debris. | Boiler:Renew or supply and install defective or missing gas valve, including turn gas off/on, remove and fit new part, test and remove waste and debris. | 134.3364
GA714336 |  | E | BOILER:RENEW GAS VALVE KIT |  | 1 Star Gas - Replacement Parts And Breakdowns | Gas Heating Boiler Balanced/Conventional Flue | Balanced/Conventional Flue - Boiler Parts | IT | 134.3364 | Boiler:Renew or supply and install defective or missing gas valve kit, including turn gas off/on, remove and fit new part, test and remove waste and debris. | Boiler:Renew or supply and install defective or missing gas valve kit, including turn gas off/on, remove and fit new part, test and remove waste and debris. | 134.3364
GA714337 |  | E | BOILER:RENEW GASKET BURNER |  | 1 Star Gas - Replacement Parts And Breakdowns | Gas Heating Boiler Balanced/Conventional Flue | Balanced/Conventional Flue - Boiler Parts | IT | 62.0304 | Boiler:Renew or supply and install defective or missing gasket burner, including turn gas off/on, remove and fit new part, test and remove waste and debris. | Boiler:Renew or supply and install defective or missing gasket burner, including turn gas off/on, remove and fit new part, test and remove waste and debris. | 62.0304
GA714338 |  | E | BOILER:RENEW HEAT DETECTOR LEAD |  | 1 Star Gas - Replacement Parts And Breakdowns | Gas Heating Boiler Balanced/Conventional Flue | Balanced/Conventional Flue - Boiler Parts | IT | 46.1067 | Boiler:Renew or supply and install defective or missing heat detection lead, including turn gas off/on, remove and fit new part, test and remove waste and debris. | Boiler:Renew or supply and install defective or missing heat detection lead, including turn gas off/on, remove and fit new part, test and remove waste and debris. | 46.1067
GA714339 |  | E | BOILER:RENEW HEAT ENGINE KIT |  | 1 Star Gas - Replacement Parts And Breakdowns | Gas Heating Boiler Balanced/Conventional Flue | Balanced/Conventional Flue - Boiler Parts | IT | 454.893 | Boiler:Renew or supply and install defective or missing heat engine kit, including turn gas off/on, remove and fit new part, test and remove waste and debris. | Boiler:Renew or supply and install defective or missing heat engine kit, including turn gas off/on, remove and fit new part, test and remove waste and debris. | 454.893
GA714340 |  | E | BOILER:RENEW DOMESTIC HW 16 PLATE HEAT EXCHANGER |  | 1 Star Gas - Replacement Parts And Breakdowns | Gas Heating Boiler Balanced/Conventional Flue | Balanced/Conventional Flue - Boiler Parts | IT | 346.434 | Boiler:Renew or supply and install defective or missing domestic hot water heat exchanger - (up to 16 plates), including turn gas off/on, remove and fit new part, test and remove waste and debris. | Boiler:Renew or supply and install defective or missing domestic hot water heat exchanger - (up to 16 plates), including turn gas off/on, remove and fit new part, test and remove waste and debris. | 346.434
GA714341 |  | E | BOILER:RENEW HEAT PLATE EXCHANGER SINGLE SEAL |  | 1 Star Gas - Replacement Parts And Breakdowns | Gas Heating Boiler Balanced/Conventional Flue | Balanced/Conventional Flue - Boiler Parts | IT | 43.8252 | Boiler:Renew or supply and install defective or missing heat plate exchanger single seal, including turn gas off/on, remove and fit new part, test and remove waste and debris. | Boiler:Renew or supply and install defective or missing heat plate exchanger single seal, including turn gas off/on, remove and fit new part, test and remove waste and debris. | 43.8252
GA714342 |  | E | BOILER:RENEW HEATING CABLE KIT 5M |  | 1 Star Gas - Replacement Parts And Breakdowns | Gas Heating Boiler Balanced/Conventional Flue | Balanced/Conventional Flue - Boiler Parts | IT | 161.1528 | Boiler:Renew or supply and install defective or missing heating cable kit up to 5m long, including turn gas off/on, remove and fit new part, test and remove waste and debris. | Boiler:Renew or supply and install defective or missing heating cable kit up to 5m long, including turn gas off/on, remove and fit new part, test and remove waste and debris. | 161.1528
GA714343 |  | E | BOILER:RENEW IGNITION ELECTRODE KIT |  | 1 Star Gas - Replacement Parts And Breakdowns | Gas Heating Boiler Balanced/Conventional Flue | Balanced/Conventional Flue - Boiler Parts | IT | 46.4577 | Boiler:Renew or supply and install defective or missing ignition electrode kit, including turn gas off/on, remove and fit new part, test and remove waste and debris. | Boiler:Renew or supply and install defective or missing ignition electrode kit, including turn gas off/on, remove and fit new part, test and remove waste and debris. | 46.4577
GA714344 |  | E | BOILER:RENEW JUNKERS GAS VALVE |  | 1 Star Gas - Replacement Parts And Breakdowns | Gas Heating Boiler Balanced/Conventional Flue | Balanced/Conventional Flue - Boiler Parts | IT | 205.4256 | Boiler:Renew or supply and install defective or missing junkers gas valve, including turn gas off/on, remove and fit new part, test and remove waste and debris. | Boiler:Renew or supply and install defective or missing junkers gas valve, including turn gas off/on, remove and fit new part, test and remove waste and debris. | 205.4256
GA714345 |  | E | BOILER:RENEW KEYLESS FILLING LINK |  | 1 Star Gas - Replacement Parts And Breakdowns | Gas Heating Boiler Balanced/Conventional Flue | Balanced/Conventional Flue - Boiler Parts | IT | 54.7881 | Boiler:Renew or supply and install defective or missing keyless filling link, including turn gas off/on, remove and fit new part, test and remove waste and debris. | Boiler:Renew or supply and install defective or missing keyless filling link, including turn gas off/on, remove and fit new part, test and remove waste and debris. | 54.7881
GA714346 |  | E | BOILER:RENEW LOFT TERMINAL AIR GRILLE |  | 1 Star Gas - Replacement Parts And Breakdowns | Gas Heating Boiler Balanced/Conventional Flue | Balanced/Conventional Flue - Boiler Parts | IT | 42.8307 | Boiler:Renew or supply and install defective or missing loft terminal air grille, including turn gas off/on, remove and fit new part, test and remove waste and debris. | Boiler:Renew or supply and install defective or missing loft terminal air grille, including turn gas off/on, remove and fit new part, test and remove waste and debris. | 42.8307
GA714347 |  | E | BOILER:RENEW LOW LOSS HEADER ACCESSORY |  | 1 Star Gas - Replacement Parts And Breakdowns | Gas Heating Boiler Balanced/Conventional Flue | Balanced/Conventional Flue - Boiler Parts | IT | 264.5106 | Boiler:Renew or supply and install defective or missing low loss header accessory, including turn gas off/on, remove and fit new part, test and remove waste and debris. | Boiler:Renew or supply and install defective or missing low loss header accessory, including turn gas off/on, remove and fit new part, test and remove waste and debris. | 264.5106
GA714348 |  | E | BOILER:RENEW LOW LOSS INSULATED HEADER |  | 1 Star Gas - Replacement Parts And Breakdowns | Gas Heating Boiler Balanced/Conventional Flue | Balanced/Conventional Flue - Boiler Parts | IT | 601.2951 | Boiler:Renew or supply and install defective or missing low loss insulated header, including turn gas off/on, remove and fit new part, test and remove waste and debris. | Boiler:Renew or supply and install defective or missing low loss insulated header, including turn gas off/on, remove and fit new part, test and remove waste and debris. | 601.2951
GA714349 |  | E | BOILER:RENEW NIGHT SET BACK MODULE |  | 1 Star Gas - Replacement Parts And Breakdowns | Gas Heating Boiler Balanced/Conventional Flue | Balanced/Conventional Flue - Boiler Parts | IT | 171.1212 | Boiler:Renew or supply and install defective or missing night set back module, including turn gas off/on, remove and fit new part, test and remove waste and debris. | Boiler:Renew or supply and install defective or missing night set back module, including turn gas off/on, remove and fit new part, test and remove waste and debris. | 171.1212
GA714350 |  | E | BOILER:RENEW O RING HYDROBLOCK |  | 1 Star Gas - Replacement Parts And Breakdowns | Gas Heating Boiler Balanced/Conventional Flue | Balanced/Conventional Flue - Boiler Parts | IT | 39.6015 | Boiler:Renew or supply and install defective or missing O ring hydroblock, including turn gas off/on, remove and fit new part, test and remove waste and debris. | Boiler:Renew or supply and install defective or missing O ring hydroblock, including turn gas off/on, remove and fit new part, test and remove waste and debris. | 39.6015
GA714351 |  | E | BOILER:RENEW PLATE HEAT EXCHANGER (12 PLATES) |  | 1 Star Gas - Replacement Parts And Breakdowns | Gas Heating Boiler Balanced/Conventional Flue | Balanced/Conventional Flue - Boiler Parts | IT | 184.9506 | Boiler:Renew or supply and install defective or missing plate heat exchanger (12 plates), including turn gas off/on, remove and fit new part, test and remove waste and debris. | Boiler:Renew or supply and install defective or missing plate heat exchanger (12 plates), including turn gas off/on, remove and fit new part, test and remove waste and debris. | 184.9506
GA714352 |  | E | BOILER:RENEW PLATE HEAT EXCHANGER (16 PLATES) |  | 1 Star Gas - Replacement Parts And Breakdowns | Gas Heating Boiler Balanced/Conventional Flue | Balanced/Conventional Flue - Boiler Parts | IT | 346.434 | Boiler:Renew or supply and install defective or missing plate heat exchanger (16 plates), including turn gas off/on, remove and fit new part, test and remove waste and debris. | Boiler:Renew or supply and install defective or missing plate heat exchanger (16 plates), including turn gas off/on, remove and fit new part, test and remove waste and debris. | 346.434
GA714353 |  | E | BOILER:RENEW PLATE HEAT EXCHANGER KIT |  | 1 Star Gas - Replacement Parts And Breakdowns | Gas Heating Boiler Balanced/Conventional Flue | Balanced/Conventional Flue - Boiler Parts | IT | 184.9506 | Boiler:Renew or supply and install defective or missing plate heat exchanger kit, including turn gas off/on, remove and fit new part, test and remove waste and debris. | Boiler:Renew or supply and install defective or missing plate heat exchanger kit, including turn gas off/on, remove and fit new part, test and remove waste and debris. | 184.9506
GA714354 |  | E | BOILER:RENEW 4 BAR PRESSURE GAUGE |  | 1 Star Gas - Replacement Parts And Breakdowns | Gas Heating Boiler Balanced/Conventional Flue | Balanced/Conventional Flue - Boiler Parts | IT | 53.5947 | Boiler:Renew or supply and install defective or missing 4 bar pressure gauge, including turn gas off/on, remove and fit new part, test and remove waste and debris. | Boiler:Renew or supply and install defective or missing 4 bar pressure gauge, including turn gas off/on, remove and fit new part, test and remove waste and debris. | 53.5947
GA714355 |  | E | BOILER:RENEW PRESSURE RELIEF VALVE |  | 1 Star Gas - Replacement Parts And Breakdowns | Gas Heating Boiler Balanced/Conventional Flue | Balanced/Conventional Flue - Boiler Parts | IT | 39.8472 | Boiler:Renew or supply and install defective or missing pressure relief valve, including turn gas off/on, remove and fit new part, test and remove waste and debris. | Boiler:Renew or supply and install defective or missing pressure relief valve, including turn gas off/on, remove and fit new part, test and remove waste and debris. | 39.8472
GA714356 |  | E | BOILER:RENEW PUMP |  | 1 Star Gas - Replacement Parts And Breakdowns | Gas Heating Boiler Balanced/Conventional Flue | Balanced/Conventional Flue - Boiler Parts | IT | 231.9495 | Boiler:Renew or supply and install defective or missing pump, including turn gas off/on, remove and fit new part, test and remove waste and debris. | Boiler:Renew or supply and install defective or missing pump, including turn gas off/on, remove and fit new part, test and remove waste and debris. | 231.9495
GA714357 |  | E | BOILER:RENEW PUMP ASSEMBLY |  | 1 Star Gas - Replacement Parts And Breakdowns | Gas Heating Boiler Balanced/Conventional Flue | Balanced/Conventional Flue - Boiler Parts | IT | 231.9495 | Boiler:Renew or supply and install defective or missing pump assembly, including turn gas off/on, remove and fit new part, test and remove waste and debris. | Boiler:Renew or supply and install defective or missing pump assembly, including turn gas off/on, remove and fit new part, test and remove waste and debris. | 231.9495
GA714358 |  | E | BOILER:RENEW REMOTE PRESSURE RELIEF VALVE |  | 1 Star Gas - Replacement Parts And Breakdowns | Gas Heating Boiler Balanced/Conventional Flue | Balanced/Conventional Flue - Boiler Parts | IT | 52.647 | Boiler:Renew or supply and install defective or missing remote pressure relief valve, including turn gas off/on, remove and fit new part, test and remove waste and debris. | Boiler:Renew or supply and install defective or missing remote pressure relief valve, including turn gas off/on, remove and fit new part, test and remove waste and debris. | 52.647
GA714359 |  | E | BOILER:RENEW RETURN MANIFOLD SUB ASSEMBLY |  | 1 Star Gas - Replacement Parts And Breakdowns | Gas Heating Boiler Balanced/Conventional Flue | Balanced/Conventional Flue - Boiler Parts | IT | 189.771 | Boiler:Renew or supply and install defective or missing return manifold sub assembly, including turn gas off/on, remove and fit new part, test and remove waste and debris. | Boiler:Renew or supply and install defective or missing return manifold sub assembly, including turn gas off/on, remove and fit new part, test and remove waste and debris. | 189.771
GA714360 |  | E | BOILER:RENEW SPARK GENERATOR KIT |  | 1 Star Gas - Replacement Parts And Breakdowns | Gas Heating Boiler Balanced/Conventional Flue | Balanced/Conventional Flue - Boiler Parts | IT | 55.9464 | Boiler:Renew or supply and install defective or missing spark generator kit, including turn gas off/on, remove and fit new part, test and remove waste and debris. | Boiler:Renew or supply and install defective or missing spark generator kit, including turn gas off/on, remove and fit new part, test and remove waste and debris. | 55.9464
GA714361 |  | E | BOILER:RENEW HEATING SS FLUE TERMINAL GUARD |  | 1 Star Gas - Replacement Parts And Breakdowns | Gas Heating Boiler Balanced/Conventional Flue | Balanced/Conventional Flue - Boiler Parts | IT | 47.5575 | Boiler:Renew or supply and install defective or missing stainless steel flue terminal guard, including turn gas off/on, remove and fit new part, test and remove waste and debris. | Boiler:Renew or supply and install defective or missing stainless steel flue terminal guard, including turn gas off/on, remove and fit new part, test and remove waste and debris. | 47.5575
GA714362 |  | E | BOILER:RENEW SYTEM OPTIONAL DIVERTER VALVE KIT |  | 1 Star Gas - Replacement Parts And Breakdowns | Gas Heating Boiler Balanced/Conventional Flue | Balanced/Conventional Flue - Boiler Parts | IT | 88.5426 | Boiler:Renew or supply and install defective or missing system boiler optional diverter valve kit, including turn gas off/on, remove and fit new part, test and remove waste and debris. | Boiler:Renew or supply and install defective or missing system boiler optional diverter valve kit, including turn gas off/on, remove and fit new part, test and remove waste and debris. | 88.5426
GA714363 |  | E | BOILER:RENEW 22MM DIA SYSTEM FILTER |  | 1 Star Gas - Replacement Parts And Breakdowns | Gas Heating Boiler Balanced/Conventional Flue | Balanced/Conventional Flue - Boiler Parts | IT | 186.144 | Boiler:Renew or supply and install defective or missing 22mm diameter system filter, including turn gas off/on, remove and fit new part, test and remove waste and debris. | Boiler:Renew or supply and install defective or missing 22mm diameter system filter, including turn gas off/on, remove and fit new part, test and remove waste and debris. | 186.144
GA714364 |  | E | BOILER:RENEW 28MM DIA SYSTEM FILTER |  | 1 Star Gas - Replacement Parts And Breakdowns | Gas Heating Boiler Balanced/Conventional Flue | Balanced/Conventional Flue - Boiler Parts | IT | 305.7999 | Boiler:Renew or supply and install defective or missing 28mm diameter system filter, including turn gas off/on, remove and fit new part, test and remove waste and debris. | Boiler:Renew or supply and install defective or missing 28mm diameter system filter, including turn gas off/on, remove and fit new part, test and remove waste and debris. | 305.7999
GA714365 |  | E | BOILER:RENEW THERMISTOR SENSOR KIT |  | 1 Star Gas - Replacement Parts And Breakdowns | Gas Heating Boiler Balanced/Conventional Flue | Balanced/Conventional Flue - Boiler Parts | IT | 45.2058 | Boiler:Renew or supply and install defective or missing thermistor sensor kit, including turn gas off/on, remove and fit new part, test and remove waste and debris. | Boiler:Renew or supply and install defective or missing thermistor sensor kit, including turn gas off/on, remove and fit new part, test and remove waste and debris. | 45.2058
GA714366 |  | E | BOILER:RENEW TRANSFORMER |  | 1 Star Gas - Replacement Parts And Breakdowns | Gas Heating Boiler Balanced/Conventional Flue | Balanced/Conventional Flue - Boiler Parts | IT | 52.3896 | Boiler:Renew or supply and install defective or missing transformer, including turn gas off/on, remove and fit new part, test and remove waste and debris. | Boiler:Renew or supply and install defective or missing transformer, including turn gas off/on, remove and fit new part, test and remove waste and debris. | 52.3896
GA714367 |  | E | BOILER:RENEW TRAP CONNECTOR HOSE KIT |  | 1 Star Gas - Replacement Parts And Breakdowns | Gas Heating Boiler Balanced/Conventional Flue | Balanced/Conventional Flue - Boiler Parts | IT | 56.0049 | Boiler:Renew or supply and install defective or missing trap connector hose kit, including turn gas off/on, remove and fit new part, test and remove waste and debris. | Boiler:Renew or supply and install defective or missing trap connector hose kit, including turn gas off/on, remove and fit new part, test and remove waste and debris. | 56.0049
GA714368 |  | E | BOILER:RENEW VERTICAL PRE-PIPING KIT |  | 1 Star Gas - Replacement Parts And Breakdowns | Gas Heating Boiler Balanced/Conventional Flue | Balanced/Conventional Flue - Boiler Parts | IT | 135.9978 | Boiler:Renew or supply and install defective or missing vertical pre-piping kit, including turn gas off/on, remove and fit new part, test and remove waste and debris. | Boiler:Renew or supply and install defective or missing vertical pre-piping kit, including turn gas off/on, remove and fit new part, test and remove waste and debris. | 135.9978
GA714369 |  | E | BOILER:RENEW WATER PRESSURE SWITCH |  | 1 Star Gas - Replacement Parts And Breakdowns | Gas Heating Boiler Balanced/Conventional Flue | Balanced/Conventional Flue - Boiler Parts | IT | 51.1845 | Boiler:Renew or supply and install defective or missing water pressure switch, including turn gas off/on, remove and fit new part, test and remove waste and debris. | Boiler:Renew or supply and install defective or missing water pressure switch, including turn gas off/on, remove and fit new part, test and remove waste and debris. | 51.1845
GA715001 |  | E | BOILER:DIAGNOSE FAULT (NO PARTS) |  | 1 Star Gas - Replacement Parts And Breakdowns | Gas Heating Boiler Balanced/Conventional Flue | Balanced/Conventional Flue - Diagnose fault | IT | 47.0535 | Boiler:Diagnose and rectify faults or breakdown on boiler (no parts required), rectify, check operation and test. [per appliance]. | Boiler:Diagnose and rectify faults or breakdown on boiler (no parts required), rectify, check operation and test. [per appliance]. | 47.0535
GA715005 |  | E | BOILER:RENEW GAS VALVE |  | 1 Star Gas - Replacement Parts And Breakdowns | Gas Heating Boiler Balanced/Conventional Flue | Balanced/Conventional Flue - Boiler Parts | IT | 124.6678 | Boiler:Renew gas valve, including turn gas off/on, remove and fit new part, test and remove waste and debris. | Boiler:Renew gas valve, including turn gas off/on, remove and fit new part, test and remove waste and debris. | 124.6678
GA715007 |  | E | BOILER:RENEW THERMOCOUPLE |  | 1 Star Gas - Replacement Parts And Breakdowns | Gas Heating Boiler Balanced/Conventional Flue | Balanced/Conventional Flue - Boiler Parts | IT | 29.5702 | Boiler:Renew thermocouple, including turn gas off/on, remove and fit new part, test and remove waste and debris. | Boiler:Renew thermocouple, including turn gas off/on, remove and fit new part, test and remove waste and debris. | 29.5702
GA715009 |  | E | BOILER:RENEW BOILER THERMOSTAT |  | 1 Star Gas - Replacement Parts And Breakdowns | Gas Heating Boiler Balanced/Conventional Flue | Balanced/Conventional Flue - Boiler Parts | IT | 41.9828 | Boiler:Renew boiler thermostat, including turn gas off/on, remove and fit new part, test and remove waste and debris. | Boiler:Renew boiler thermostat, including turn gas off/on, remove and fit new part, test and remove waste and debris. | 41.9828
GA715011 |  | E | BOILER:RENEW PHIAL POCKET |  | 1 Star Gas - Replacement Parts And Breakdowns | Gas Heating Boiler Balanced/Conventional Flue | Balanced/Conventional Flue - Boiler Parts | IT | 25.2295 | Boiler:Renew phial pocket, including turn gas off/on, drain system, remove and fit new part, fill system, test and remove waste and debris. | Boiler:Renew phial pocket, including turn gas off/on, drain system, remove and fit new part, fill system, test and remove waste and debris. | 25.2295
GA715013 |  | E | BOILER:RENEW PIEZO UNIT |  | 1 Star Gas - Replacement Parts And Breakdowns | Gas Heating Boiler Balanced/Conventional Flue | Balanced/Conventional Flue - Boiler Parts | IT | 31.6177 | Boiler:Renew piezo unit and spark electrode and lead, including turn gas off/on, remove and fit new part, test and remove waste and debris. | Boiler:Renew piezo unit and spark electrode and lead, including turn gas off/on, remove and fit new part, test and remove waste and debris. | 31.6177
GA715015 |  | E | BOILER:RENEW PILOT BURNER |  | 1 Star Gas - Replacement Parts And Breakdowns | Gas Heating Boiler Balanced/Conventional Flue | Balanced/Conventional Flue - Boiler Parts | IT | 82.4893 | Boiler:Renew pilot burner, including turn gas off/on, remove and fit new part, test and remove waste and debris. | Boiler:Renew pilot burner, including turn gas off/on, remove and fit new part, test and remove waste and debris. | 82.4893
GA715017 |  | E | BOILER:RENEW CONTROL KNOB |  | 1 Star Gas - Replacement Parts And Breakdowns | Gas Heating Boiler Balanced/Conventional Flue | Balanced/Conventional Flue - Boiler Parts | IT | 22.7023 | Boiler:Renew control knob, remove and fit new part, test and remove waste and debris. | Boiler:Renew control knob, remove and fit new part, test and remove waste and debris. | 22.7023
GA715019 |  | E | BOILER:RENEW CASE |  | 1 Star Gas - Replacement Parts And Breakdowns | Gas Heating Boiler Balanced/Conventional Flue | Balanced/Conventional Flue - Boiler Parts | IT | 322.3042 | Boiler:Renew case, remove and fit new part, and remove waste and debris. | Boiler:Renew case, remove and fit new part, and remove waste and debris. | 322.3042
GA715021 |  | E | BOILER:REFIX TERMINAL |  | 1 Star Gas - Replacement Parts And Breakdowns | Gas Heating Boiler Balanced/Conventional Flue | Balanced/Conventional Flue - Boiler Parts | IT | 29.4448 | Boiler:Secure balanced flue terminal, including secure terminal with nuts/screws. | Boiler:Secure balanced flue terminal, including secure terminal with nuts/screws. | 29.4448
GA715023 |  | E | BOILER:RENEW TERMINAL |  | 1 Star Gas - Replacement Parts And Breakdowns | Gas Heating Boiler Balanced/Conventional Flue | Balanced/Conventional Flue - Boiler Parts | IT | 127.1983 | Boiler:Renew balanced flue terminal, remove and fit new part, make good brickwork or render and remove waste and debris. | Boiler:Renew balanced flue terminal, remove and fit new part, make good brickwork or render and remove waste and debris. | 127.1983
GA715101 |  | E | COMBI BOILER:DIAGNOSE FAULT (NO PARTS) |  | 1 Star Gas - Replacement Parts And Breakdowns | Gas Heating Combination Boiler Balanced Flue | Combination Boiler - Diagnose Fault | IT | 47.0535 | Combi Boiler:Diagnose and rectify faults or breakdown on combination boiler (no parts required), rectify, check operation and test. [per appliance]. | Combi Boiler:Diagnose and rectify faults or breakdown on combination boiler (no parts required), rectify, check operation and test. [per appliance]. | 47.0535
GA715102 |  | E | COMBI BOILER:RENEW BURNER |  | 1 Star Gas - Replacement Parts And Breakdowns | Gas Heating Combination Boiler Balanced Flue | Combination Boiler - Replacement Parts | IT | 140.1469 | Combi Boiler:Renew burner including turn gas off/on, remove and fit new part, test and remove waste and debris. | Combi Boiler:Renew burner including turn gas off/on, remove and fit new part, test and remove waste and debris. | 140.1469
GA715103 |  | E | COMBI BOILER:RENEW HEAT EXCHANGER |  | 1 Star Gas - Replacement Parts And Breakdowns | Gas Heating Combination Boiler Balanced Flue | Combination Boiler - Replacement Parts | IT | 175.282 | Combi Boiler:Renew heat exchanger including turn gas off/on, remove and fit new part, test and remove waste and debris. | Combi Boiler:Renew heat exchanger including turn gas off/on, remove and fit new part, test and remove waste and debris. | 175.282
GA715104 |  | E | COMBI BOILER:RENEW ELECTRODES |  | 1 Star Gas - Replacement Parts And Breakdowns | Gas Heating Combination Boiler Balanced Flue | Combination Boiler - Replacement Parts | IT | 46.3363 | Combi Boiler:Renew electrodes including turn gas off/on, remove and fit new part, test and remove waste and debris. | Combi Boiler:Renew electrodes including turn gas off/on, remove and fit new part, test and remove waste and debris. | 46.3363
GA715105 |  | E | COMBI BOILER:RENEW FAN ASSEMBLY |  | 1 Star Gas - Replacement Parts And Breakdowns | Gas Heating Combination Boiler Balanced Flue | Combination Boiler - Replacement Parts | IT | 204.2044 | Combi Boiler:Renew fan assembly including turn gas off/on, remove and fit new part, test and remove waste and debris. | Combi Boiler:Renew fan assembly including turn gas off/on, remove and fit new part, test and remove waste and debris. | 204.2044
GA715106 |  | E | COMBI BOILER:RENEW AIR PRESSURE SWITCH |  | 1 Star Gas - Replacement Parts And Breakdowns | Gas Heating Combination Boiler Balanced Flue | Combination Boiler - Replacement Parts | IT | 52.3618 | Combi Boiler:Renew air pressure switch including turn gas off/on, remove and fit new part, test and remove waste and debris. | Combi Boiler:Renew air pressure switch including turn gas off/on, remove and fit new part, test and remove waste and debris. | 52.3618
GA715107 |  | E | COMBI BOILER:RENEW SPARK GENERATOR |  | 1 Star Gas - Replacement Parts And Breakdowns | Gas Heating Combination Boiler Balanced Flue | Combination Boiler - Replacement Parts | IT | 46.2778 | Combi Boiler:Renew spark generator including turn gas off/on, remove and fit new part, test and remove waste and debris. | Combi Boiler:Renew spark generator including turn gas off/on, remove and fit new part, test and remove waste and debris. | 46.2778
GA715108 |  | E | COMBI BOILER:RENEW TEMPERATURE SENSORS |  | 1 Star Gas - Replacement Parts And Breakdowns | Gas Heating Combination Boiler Balanced Flue | Combination Boiler - Replacement Parts | IT | 26.2006 | Combi Boiler:Renew temperature sensors including turn gas off/on, remove and fit new part, test and remove waste and debris. | Combi Boiler:Renew temperature sensors including turn gas off/on, remove and fit new part, test and remove waste and debris. | 26.2006
GA715109 |  | E | COMBI BOILER:RENEW WATER PRESSURE SENSOR |  | 1 Star Gas - Replacement Parts And Breakdowns | Gas Heating Combination Boiler Balanced Flue | Combination Boiler - Replacement Parts | IT | 41.5159 | Combi Boiler:Renew water pressure sensor including turn gas off/on, remove and fit new part, test and remove waste and debris. | Combi Boiler:Renew water pressure sensor including turn gas off/on, remove and fit new part, test and remove waste and debris. | 41.5159
GA715110 |  | E | COMBI BOILER:RENEW PUMP |  | 1 Star Gas - Replacement Parts And Breakdowns | Gas Heating Combination Boiler Balanced Flue | Combination Boiler - Replacement Parts | IT | 222.2809 | Combi Boiler:Renew pump including turn gas off/on, remove and fit new part, test and remove waste and debris. | Combi Boiler:Renew pump including turn gas off/on, remove and fit new part, test and remove waste and debris. | 222.2809
GA715111 |  | E | COMBI BOILER:RENEW PRESSURE RELIEF VALVE |  | 1 Star Gas - Replacement Parts And Breakdowns | Gas Heating Combination Boiler Balanced Flue | Combination Boiler - Replacement Parts | IT | 30.1786 | Combi Boiler:Renew pressure relief valve including turn gas off/on, remove and fit new part, test and remove waste and debris. | Combi Boiler:Renew pressure relief valve including turn gas off/on, remove and fit new part, test and remove waste and debris. | 30.1786
GA715112 |  | E | COMBI BOILER:RENEW AUTOMATIC AIR VENT |  | 1 Star Gas - Replacement Parts And Breakdowns | Gas Heating Combination Boiler Balanced Flue | Combination Boiler - Replacement Parts | IT | 25.5922 | Combi Boiler:Renew automatic air vent including turn gas off/on, remove and fit new part, test and remove waste and debris. | Combi Boiler:Renew automatic air vent including turn gas off/on, remove and fit new part, test and remove waste and debris. | 25.5922
GA715113 |  | E | COMBI BOILER:RENEW PRESSURE GAUGE |  | 1 Star Gas - Replacement Parts And Breakdowns | Gas Heating Combination Boiler Balanced Flue | Combination Boiler - Replacement Parts | IT | 39.1057 | Combi Boiler:Renew pressure gauge including turn gas off/on, remove and fit new part, test and remove waste and debris. | Combi Boiler:Renew pressure gauge including turn gas off/on, remove and fit new part, test and remove waste and debris. | 39.1057
GA715114 |  | E | COMBI BOILER:RENEW DIVERTER VALVE ASSEMBLY |  | 1 Star Gas - Replacement Parts And Breakdowns | Gas Heating Combination Boiler Balanced Flue | Combination Boiler - Replacement Parts | IT | 113.8219 | Combi Boiler:Renew diverter valve assembly including turn gas off/on, remove and fit new part, test and remove waste and debris. | Combi Boiler:Renew diverter valve assembly including turn gas off/on, remove and fit new part, test and remove waste and debris. | 113.8219
GA715115 |  | E | COMBI BOILER:RENEW DIVERTER DIAPHRAGM |  | 1 Star Gas - Replacement Parts And Breakdowns | Gas Heating Combination Boiler Balanced Flue | Combination Boiler - Replacement Parts | IT | 26.2006 | Combi Boiler:Renew diverter diaphragm including turn gas off/on, remove and fit new part, test and remove waste and debris. | Combi Boiler:Renew diverter diaphragm including turn gas off/on, remove and fit new part, test and remove waste and debris. | 26.2006
GA715116 |  | E | COMBI BOILER:RENEW GAS VALVE |  | 1 Star Gas - Replacement Parts And Breakdowns | Gas Heating Combination Boiler Balanced Flue | Combination Boiler - Replacement Parts | IT | 124.6678 | Combi Boiler:Renew gas valve, including turn gas off/on, remove and fit new part, test and remove waste and debris. | Combi Boiler:Renew gas valve, including turn gas off/on, remove and fit new part, test and remove waste and debris. | 124.6678
GA715117 |  | E | COMBI BOILER:RENEW GAS VALVE SOLENOID |  | 1 Star Gas - Replacement Parts And Breakdowns | Gas Heating Combination Boiler Balanced Flue | Combination Boiler - Replacement Parts | IT | 92.1301 | Combi Boiler:Renew gas valve solenoid including turn gas off/on, remove and fit new part, test and remove waste and debris. | Combi Boiler:Renew gas valve solenoid including turn gas off/on, remove and fit new part, test and remove waste and debris. | 92.1301
GA715118 |  | E | COMBI BOILER:RENEW CONTROL KNOB |  | 1 Star Gas - Replacement Parts And Breakdowns | Gas Heating Combination Boiler Balanced Flue | Combination Boiler - Replacement Parts | IT | 22.7023 | Combi Boiler:Renew control knob, remove and fit new part, test and remove waste and debris. | Combi Boiler:Renew control knob, remove and fit new part, test and remove waste and debris. | 22.7023
GA715119 |  | E | COMBI BOILER:RENEW COMBUSTION CHAMBER INSULATION |  | 1 Star Gas - Replacement Parts And Breakdowns | Gas Heating Combination Boiler Balanced Flue | Combination Boiler - Replacement Parts | IT | 35.116 | Combi Boiler:Renew combustion chamber insulation including turn gas off/on, remove and fit new part, test and remove waste and debris. | Combi Boiler:Renew combustion chamber insulation including turn gas off/on, remove and fit new part, test and remove waste and debris. | 35.116
GA715501 |  | E | COND BOILER:DIAGNOSE FAULT (NO PARTS) |  | 1 Star Gas - Replacement Parts And Breakdowns | Gas Heating Condensing Boilers | Condensing Boiler - Diagnose Fault | IT | 47.0535 | Cond Boiler:Diagnose and rectify faults or breakdown on condensing boiler (no parts required), rectify, check operation and test. [per appliance]. | Cond Boiler:Diagnose and rectify faults or breakdown on condensing boiler (no parts required), rectify, check operation and test. [per appliance]. | 47.0535
GA715502 |  | E | COND BOILER:RENEW BURNER |  | 1 Star Gas - Replacement Parts And Breakdowns | Gas Heating Condensing Boilers | Condensing Boiler - Replacement Parts | IT | 140.1469 | Cond Boiler:Renew burner including turn gas off/on, remove and fit new part, test and remove waste and debris. | Cond Boiler:Renew burner including turn gas off/on, remove and fit new part, test and remove waste and debris. | 140.1469
GA715503 |  | E | COND BOILER:RENEW HEAT EXCHANGER |  | 1 Star Gas - Replacement Parts And Breakdowns | Gas Heating Condensing Boilers | Condensing Boiler - Replacement Parts | IT | 175.282 | Cond Boiler:Renew heat exchanger including turn gas off/on, remove and fit new part, test and remove waste and debris. | Cond Boiler:Renew heat exchanger including turn gas off/on, remove and fit new part, test and remove waste and debris. | 175.282
GA715504 |  | E | COND BOILER:RENEW ELECTRODES |  | 1 Star Gas - Replacement Parts And Breakdowns | Gas Heating Condensing Boilers | Condensing Boiler - Replacement Parts | IT | 46.3363 | Cond Boiler:Renew electrodes including turn gas off/on, remove and fit new part, test and remove waste and debris. | Cond Boiler:Renew electrodes including turn gas off/on, remove and fit new part, test and remove waste and debris. | 46.3363
GA715505 |  | E | COND BOILER:RENEW FAN ASSEMBLY |  | 1 Star Gas - Replacement Parts And Breakdowns | Gas Heating Condensing Boilers | Condensing Boiler - Replacement Parts | IT | 204.2044 | Cond Boiler:Renew fan assembly including turn gas off/on, remove and fit new part, test and remove waste and debris. | Cond Boiler:Renew fan assembly including turn gas off/on, remove and fit new part, test and remove waste and debris. | 204.2044
GA715506 |  | E | COND BOILER:RENEW AIR PRESSURE SWITCH |  | 1 Star Gas - Replacement Parts And Breakdowns | Gas Heating Condensing Boilers | Condensing Boiler - Replacement Parts | IT | 52.3618 | Cond Boiler:Renew air pressure switch including turn gas off/on, remove and fit new part, test and remove waste and debris. | Cond Boiler:Renew air pressure switch including turn gas off/on, remove and fit new part, test and remove waste and debris. | 52.3618
GA715507 |  | E | COND BOILER:RENEW SPARK GENERATOR |  | 1 Star Gas - Replacement Parts And Breakdowns | Gas Heating Condensing Boilers | Condensing Boiler - Replacement Parts | IT | 46.2778 | Cond Boiler:Renew spark generator including turn gas off/on, remove and fit new part, test and remove waste and debris. | Cond Boiler:Renew spark generator including turn gas off/on, remove and fit new part, test and remove waste and debris. | 46.2778
GA715508 |  | E | COND BOILER:RENEW TEMPERATURE SENSORS |  | 1 Star Gas - Replacement Parts And Breakdowns | Gas Heating Condensing Boilers | Condensing Boiler - Replacement Parts | IT | 26.2006 | Cond Boiler:Renew temperature sensors including turn gas off/on, remove and fit new part, test and remove waste and debris. | Cond Boiler:Renew temperature sensors including turn gas off/on, remove and fit new part, test and remove waste and debris. | 26.2006
GA715509 |  | E | COND BOILER:RENEW WATER PRESSURE SENSOR |  | 1 Star Gas - Replacement Parts And Breakdowns | Gas Heating Condensing Boilers | Condensing Boiler - Replacement Parts | IT | 41.5159 | Cond Boiler:Renew water pressure sensor including turn gas off/on, remove and fit new part, test and remove waste and debris. | Cond Boiler:Renew water pressure sensor including turn gas off/on, remove and fit new part, test and remove waste and debris. | 41.5159
GA715510 |  | E | COND BOILER:RENEW PUMP |  | 1 Star Gas - Replacement Parts And Breakdowns | Gas Heating Condensing Boilers | Condensing Boiler - Replacement Parts | IT | 222.2809 | Cond Boiler:Renew pump including turn gas off/on, remove and fit new part, test and remove waste and debris. | Cond Boiler:Renew pump including turn gas off/on, remove and fit new part, test and remove waste and debris. | 222.2809
GA715511 |  | E | COND BOILER:RENEW PRESSURE RELIEF VALVE |  | 1 Star Gas - Replacement Parts And Breakdowns | Gas Heating Condensing Boilers | Condensing Boiler - Replacement Parts | IT | 30.1786 | Cond Boiler:Renew pressure relief valve including turn gas off/on, remove and fit new part, test and remove waste and debris. | Cond Boiler:Renew pressure relief valve including turn gas off/on, remove and fit new part, test and remove waste and debris. | 30.1786
GA715512 |  | E | COND BOILER:RENEW AUTOMATIC AIR VENT |  | 1 Star Gas - Replacement Parts And Breakdowns | Gas Heating Condensing Boilers | Condensing Boiler - Replacement Parts | IT | 25.5922 | Cond Boiler:Renew automatic air vent including turn gas off/on, remove and fit new part, test and remove waste and debris. | Cond Boiler:Renew automatic air vent including turn gas off/on, remove and fit new part, test and remove waste and debris. | 25.5922
GA715513 |  | E | COND BOILER:RENEW PRESSURE GAUGE |  | 1 Star Gas - Replacement Parts And Breakdowns | Gas Heating Condensing Boilers | Condensing Boiler - Replacement Parts | IT | 39.1057 | Cond Boiler:Renew pressure gauge including turn gas off/on, remove and fit new part, test and remove waste and debris. | Cond Boiler:Renew pressure gauge including turn gas off/on, remove and fit new part, test and remove waste and debris. | 39.1057
GA715514 |  | E | COND BOILER:RENEW DIVERTER VALVE ASSEMBLY |  | 1 Star Gas - Replacement Parts And Breakdowns | Gas Heating Condensing Boilers | Condensing Boiler - Replacement Parts | IT | 113.8219 | Cond Boiler:Renew diverter valve assembly including turn gas off/on, remove and fit new part, test and remove waste and debris. | Cond Boiler:Renew diverter valve assembly including turn gas off/on, remove and fit new part, test and remove waste and debris. | 113.8219
GA715515 |  | E | COND BOILER:RENEW DIVERTER DIAPHRAGM |  | 1 Star Gas - Replacement Parts And Breakdowns | Gas Heating Condensing Boilers | Condensing Boiler - Replacement Parts | IT | 26.2006 | Cond Boiler:Renew diverter diaphragm including turn gas off/on, remove and fit new part, test and remove waste and debris. | Cond Boiler:Renew diverter diaphragm including turn gas off/on, remove and fit new part, test and remove waste and debris. | 26.2006
GA715516 |  | E | COND BOILER:RENEW GAS VALVE |  | 1 Star Gas - Replacement Parts And Breakdowns | Gas Heating Condensing Boilers | Condensing Boiler - Replacement Parts | IT | 124.6678 | Cond Boiler:Renew gas valve, including turn gas off/on, remove and fit new part, test and remove waste and debris. | Cond Boiler:Renew gas valve, including turn gas off/on, remove and fit new part, test and remove waste and debris. | 124.6678
GA715517 |  | E | COND BOILER:RENEW GAS VALVE SOLENOID |  | 1 Star Gas - Replacement Parts And Breakdowns | Gas Heating Condensing Boilers | Condensing Boiler - Replacement Parts | IT | 92.1301 | Cond Boiler:Renew gas valve solenoid including turn gas off/on, remove and fit new part, test and remove waste and debris. | Cond Boiler:Renew gas valve solenoid including turn gas off/on, remove and fit new part, test and remove waste and debris. | 92.1301
GA715518 |  | E | COND BOILER:RENEW CONTROL KNOB |  | 1 Star Gas - Replacement Parts And Breakdowns | Gas Heating Condensing Boilers | Condensing Boiler - Replacement Parts | IT | 22.7023 | Cond Boiler:Renew control knob, remove and fit new part, test and remove waste and debris. | Cond Boiler:Renew control knob, remove and fit new part, test and remove waste and debris. | 22.7023
GA715519 |  | E | COND BOILER:RENEW COMBUSTION CHAMBER INSULATION |  | 1 Star Gas - Replacement Parts And Breakdowns | Gas Heating Condensing Boilers | Condensing Boiler - Replacement Parts | IT | 35.116 | Cond Boiler:Renew combustion chamber insulation including turn gas off/on, remove and fit new part, test and remove waste and debris. | Cond Boiler:Renew combustion chamber insulation including turn gas off/on, remove and fit new part, test and remove waste and debris. | 35.116
GA716001 |  | E | BACKBOILER:DIAGNOSE FAULT |  | 1 Star Gas - Replacement Parts And Breakdowns | Combined Back Boiler Unit and Fire | Combined Back Boiler Unit and Fire -Diagnose Fault | IT | 47.0535 | Backboiler:Diagnose and rectify faults or breakdown on back boiler unit and fire (no parts required), rectify, check operation and test. [per appliance]. | Backboiler:Diagnose and rectify faults or breakdown on back boiler unit and fire (no parts required), rectify, check operation and test. [per appliance]. | 47.0535
GA716005 |  | E | BACKBOILER:RENEW THERMOCOUPLE |  | 1 Star Gas - Replacement Parts And Breakdowns | Combined Back Boiler Unit and Fire | Combined Back Boiler Unit and Fire - Parts | IT | 29.5702 | Backboiler:Renew thermocouple, including turn gas off and on, remove and fit new part, test and remove waste and debris. | Backboiler:Renew thermocouple, including turn gas off and on, remove and fit new part, test and remove waste and debris. | 29.5702
GA716007 |  | E | BACKBOILER:RENEW MAIN GAS VALVE |  | 1 Star Gas - Replacement Parts And Breakdowns | Combined Back Boiler Unit and Fire | Combined Back Boiler Unit and Fire - Parts | IT | 124.6678 | Backboiler:Renew main gas valve, including turn gas off and on, remove and fit new part, test and remove waste and debris. | Backboiler:Renew main gas valve, including turn gas off and on, remove and fit new part, test and remove waste and debris. | 124.6678
GA716009 |  | E | BACKBOILER:RENEW SOLENOID |  | 1 Star Gas - Replacement Parts And Breakdowns | Combined Back Boiler Unit and Fire | Combined Back Boiler Unit and Fire - Parts | IT | 92.1301 | Backboiler:Renew solenoid (gas valve), including turn gas off and on, remove and fit new part, test and remove waste and debris. | Backboiler:Renew solenoid (gas valve), including turn gas off and on, remove and fit new part, test and remove waste and debris. | 92.1301
GA716011 |  | E | BACKBOILER:RENEW THERMOSTAT |  | 1 Star Gas - Replacement Parts And Breakdowns | Combined Back Boiler Unit and Fire | Combined Back Boiler Unit and Fire - Parts | IT | 51.394 | Backboiler:Renew boiler thermostat, including turn gas off and on, remove and fit new part, test and remove waste and debris. | Backboiler:Renew boiler thermostat, including turn gas off and on, remove and fit new part, test and remove waste and debris. | 51.394
GA716013 |  | E | BACKBOILER:RENEW PHIAL POCKET |  | 1 Star Gas - Replacement Parts And Breakdowns | Combined Back Boiler Unit and Fire | Combined Back Boiler Unit and Fire - Parts | IT | 25.2295 | Backboiler:Renew phial pocket, including turn gas off and on, drain system, remove and fit new part, fill system, test and remove waste and debris. | Backboiler:Renew phial pocket, including turn gas off and on, drain system, remove and fit new part, fill system, test and remove waste and debris. | 25.2295
GA716015 |  | E | BACKBOILER:SPARK GENERATOR |  | 1 Star Gas - Replacement Parts And Breakdowns | Combined Back Boiler Unit and Fire | Combined Back Boiler Unit and Fire - Parts | IT | 46.2778 | Backboiler:Renew spark generator, including turn gas off and on, remove and fit new part, test and remove waste and debris. | Backboiler:Renew spark generator, including turn gas off and on, remove and fit new part, test and remove waste and debris. | 46.2778
GA716017 |  | E | FIRE/BBU:RENEW RADIANT |  | 1 Star Gas - Replacement Parts And Breakdowns | Combined Back Boiler Unit and Fire | Combined Back Boiler Unit and Fire - Parts | IT | 31.138 | Fire/Backboiler:Renew radiant, including turn gas off/on, remove and fit new part, test and remove waste and debris. | Fire/Backboiler:Renew radiant, including turn gas off/on, remove and fit new part, test and remove waste and debris. | 31.138
GA716019 |  | E | FIRE/BBU:RENEW CONTROL KNOB |  | 1 Star Gas - Replacement Parts And Breakdowns | Combined Back Boiler Unit and Fire | Combined Back Boiler Unit and Fire - Parts | IT | 22.7023 | Fire/Backboiler:Renew control knob, remove and fit new part, test and remove waste and debris. | Fire/Backboiler:Renew control knob, remove and fit new part, test and remove waste and debris. | 22.7023
GA716021 |  | E | FIRE/BBU:RENEW IGNITION LEADS |  | 1 Star Gas - Replacement Parts And Breakdowns | Combined Back Boiler Unit and Fire | Combined Back Boiler Unit and Fire - Parts | IT | 18.5956 | Fire/Backboiler:Renew ignition lead, including turn gas off/on, remove and fit new part, test and remove waste and debris. | Fire/Backboiler:Renew ignition lead, including turn gas off/on, remove and fit new part, test and remove waste and debris. | 18.5956
GA716023 |  | E | FIRE/BBU:RENEW PIEZO UNIT |  | 1 Star Gas - Replacement Parts And Breakdowns | Combined Back Boiler Unit and Fire | Combined Back Boiler Unit and Fire - Parts | IT | 31.6177 | Fire/Backboiler:Renew piezo unit, including turn gas off/on, remove and fit new part, test and remove waste and debris. | Fire/Backboiler:Renew piezo unit, including turn gas off/on, remove and fit new part, test and remove waste and debris. | 31.6177
GA716025 |  | E | FIRE/BBU:RENEW PILOT BURNER |  | 1 Star Gas - Replacement Parts And Breakdowns | Combined Back Boiler Unit and Fire | Combined Back Boiler Unit and Fire - Parts | IT | 82.4893 | Fire/Backboiler:Renew pilot burner, including turn gas off/on, remove and fit new part, test and remove waste and debris. | Fire/Backboiler:Renew pilot burner, including turn gas off/on, remove and fit new part, test and remove waste and debris. | 82.4893
GA716027 |  | E | FIRE/BBU:RELIGHT PILOT |  | 1 Star Gas - Replacement Parts And Breakdowns | Combined Back Boiler Unit and Fire | Combined Back Boiler Unit and Fire - Parts | IT | 9.6685 | Fire/Backboiler:Relight pilot light. | Fire/Backboiler:Relight pilot light. | 9.6685
GA717001 |  | E | FIRE:DIAGNOSE FAULT |  | 1 Star Gas - Replacement Parts And Breakdowns | Gas Fires | Gas Fire - Diagnose Fault | IT | 47.0535 | Fire:Diagnose and rectify faults or breakdown on gas fire (no parts required), rectify, check operation and test. [per appliance]. | Fire:Diagnose and rectify faults or breakdown on gas fire (no parts required), rectify, check operation and test. [per appliance]. | 47.0535
GA717003 |  | E | FIRE:RENEW GAS VALVE |  | 1 Star Gas - Replacement Parts And Breakdowns | Gas Fires | Gas Fire - Replacement Parts | IT | 124.6678 | Fire:Renew gas valve, including turn gas off/on, remove and fit new part, test and remove waste and debris. | Fire:Renew gas valve, including turn gas off/on, remove and fit new part, test and remove waste and debris. | 124.6678
GA717005 |  | E | FIRE:OVERHAUL GAS VALVE |  | 1 Star Gas - Replacement Parts And Breakdowns | Gas Fires | Gas Fire - Replacement Parts | IT | 41.5991 | Fire:Strip down and regrease gas fire valve, including turn gas off/on and test. | Fire:Strip down and regrease gas fire valve, including turn gas off/on and test. | 41.5991
GA717007 |  | E | FIRE:RENEW BATTERY BOX |  | 1 Star Gas - Replacement Parts And Breakdowns | Gas Fires | Gas Fire - Replacement Parts | IT | 57.1822 | Fire:Renew battery box, micro switch and igniter head, including turn gas off/on, remove and fit new part, test and remove waste and debris. | Fire:Renew battery box, micro switch and igniter head, including turn gas off/on, remove and fit new part, test and remove waste and debris. | 57.1822
GA717009 |  | E | FIRE:RENEW SPARK ELECTRODE |  | 1 Star Gas - Replacement Parts And Breakdowns | Gas Fires | Gas Fire - Replacement Parts | IT | 36.7891 | Fire:Renew spark electrode and lead and piezo unit, including turn gas off/on, remove and fit new part, test and remove waste and debris. | Fire:Renew spark electrode and lead and piezo unit, including turn gas off/on, remove and fit new part, test and remove waste and debris. | 36.7891
GA717011 |  | E | FIRE:RENEW FIREBOX |  | 1 Star Gas - Replacement Parts And Breakdowns | Gas Fires | Gas Fire - Replacement Parts | IT | 148.5358 | Fire:Renew firebox to any gas fire, including turn gas off/on, remove and fit new part, test and remove waste and debris. | Fire:Renew firebox to any gas fire, including turn gas off/on, remove and fit new part, test and remove waste and debris. | 148.5358
GA717015 |  | E | FIRE:RENEW FIRE FRONT |  | 1 Star Gas - Replacement Parts And Breakdowns | Gas Fires | Gas Fire - Replacement Parts | IT | 177.2944 | Fire:Renew gas fire front, including turn gas off/on, remove and fit new part, test and remove waste and debris. | Fire:Renew gas fire front, including turn gas off/on, remove and fit new part, test and remove waste and debris. | 177.2944
GA718501 |  | E | WARM AIR UNIT:DIAGNOSE FAULT |  | 1 Star Gas - Replacement Parts And Breakdowns | Gas Warm Air Units | Gas Warm Air Units - Diagnose Faults | IT | 47.0535 | WARM AIR UNIT:Diagnose and rectify fault (no parts), including light, test appliance, strip heater, diagnose faults, rectify faults, check operation, test. [per appliance]. | WARM AIR UNIT:Diagnose and rectify fault (no parts), including light, test appliance, strip heater, diagnose faults, rectify faults, check operation, test. [per appliance]. | 47.0535
GA718507 |  | E | WARM AIR UNIT:RENEW GAS VALVE |  | 1 Star Gas - Replacement Parts And Breakdowns | Gas Warm Air Units | Gas Warm Air Units - Replacement Parts | IT | 124.6678 | WARM AIR UNIT:Renew gas valve, including turn gas off/on, remove and fit new part, test and remove waste and debris. | WARM AIR UNIT:Renew gas valve, including turn gas off/on, remove and fit new part, test and remove waste and debris. | 124.6678
GA718509 |  | E | WARM AIR UNIT:RENEW BURNER/PLATE |  | 1 Star Gas - Replacement Parts And Breakdowns | Gas Warm Air Units | Gas Warm Air Units - Replacement Parts | IT | 300.3667 | WARM AIR UNIT:Renew burner and mounting plate, renew gaskets as necessary, including turn gas off/on, remove and fit new part, test and remove waste and debris. | WARM AIR UNIT:Renew burner and mounting plate, renew gaskets as necessary, including turn gas off/on, remove and fit new part, test and remove waste and debris. | 300.3667
GA718511 |  | E | WARM AIR UNIT:RENEW BURNER |  | 1 Star Gas - Replacement Parts And Breakdowns | Gas Warm Air Units | Gas Warm Air Units - Replacement Parts | IT | 140.1469 | WARM AIR UNIT:Renew burner, renew gaskets as necessary, including turn gas off/on, remove and fit new part, test and remove waste and debris. | WARM AIR UNIT:Renew burner, renew gaskets as necessary, including turn gas off/on, remove and fit new part, test and remove waste and debris. | 140.1469
GA718513 |  | E | WARM AIR UNIT:RENEW PILOT BURNER |  | 1 Star Gas - Replacement Parts And Breakdowns | Gas Warm Air Units | Gas Warm Air Units - Replacement Parts | IT | 82.4893 | WARM AIR UNIT:Renew pilot burner, including turn gas off/on, remove and fit new part, test and remove waste and debris. | WARM AIR UNIT:Renew pilot burner, including turn gas off/on, remove and fit new part, test and remove waste and debris. | 82.4893
GA718515 |  | E | WARM AIR UNIT:RENEW THERMOCOUPLE |  | 1 Star Gas - Replacement Parts And Breakdowns | Gas Warm Air Units | Gas Warm Air Units - Replacement Parts | IT | 29.5702 | WARM AIR UNIT:Renew thermocouple, pilot injector, including turn gas off/on, remove and fit new part, test and remove waste and debris. | WARM AIR UNIT:Renew thermocouple, pilot injector, including turn gas off/on, remove and fit new part, test and remove waste and debris. | 29.5702
GA718517 |  | E | WARM AIR UNIT:RENEW PILOT STAT OFF/ON |  | 1 Star Gas - Replacement Parts And Breakdowns | Gas Warm Air Units | Gas Warm Air Units - Replacement Parts | IT | 63.7459 | WARM AIR UNIT:Renew pilot stat off/on, including turn gas off/on, remove and fit new part, test and remove waste and debris. | WARM AIR UNIT:Renew pilot stat off/on, including turn gas off/on, remove and fit new part, test and remove waste and debris. | 63.7459
GA718519 |  | E | WARM AIR UNIT:RENEW PILOT TUBE |  | 1 Star Gas - Replacement Parts And Breakdowns | Gas Warm Air Units | Gas Warm Air Units - Replacement Parts | IT | 22.7023 | WARM AIR UNIT:Renew pilot tube, including turn gas off/on, remove and fit new part, test and remove waste and debris. | WARM AIR UNIT:Renew pilot tube, including turn gas off/on, remove and fit new part, test and remove waste and debris. | 22.7023
GA718521 |  | E | WARM AIR UNIT:RENEW FAN ASSEMBLY |  | 1 Star Gas - Replacement Parts And Breakdowns | Gas Warm Air Units | Gas Warm Air Units - Replacement Parts | IT | 204.2044 | WARM AIR UNIT:Renew fan assembly unit, including turn electric/gas off/on, remove and fit new part, test and remove waste and debris. | WARM AIR UNIT:Renew fan assembly unit, including turn electric/gas off/on, remove and fit new part, test and remove waste and debris. | 204.2044
GA718523 |  | E | WARM AIR UNIT:RENEW MOTOR |  | 1 Star Gas - Replacement Parts And Breakdowns | Gas Warm Air Units | Gas Warm Air Units - Replacement Parts | IT | 123.4627 | WARM AIR UNIT:Renew motor, including turn electric/gas off/on, remove and fit new part, test and remove waste and debris. | WARM AIR UNIT:Renew motor, including turn electric/gas off/on, remove and fit new part, test and remove waste and debris. | 123.4627
GA718525 |  | E | WARM AIR UNIT:RENEW FAN STAT |  | 1 Star Gas - Replacement Parts And Breakdowns | Gas Warm Air Units | Gas Warm Air Units - Replacement Parts | IT | 65.6179 | WARM AIR UNIT:Renew fan stat, including turn electric/gas off/on, remove and fit new part, test and remove waste and debris. | WARM AIR UNIT:Renew fan stat, including turn electric/gas off/on, remove and fit new part, test and remove waste and debris. | 65.6179
GA718527 |  | E | WARM AIR UNIT:RENEW PLUG SOCKET |  | 1 Star Gas - Replacement Parts And Breakdowns | Gas Warm Air Units | Gas Warm Air Units - Replacement Parts | IT | 17.5894 | WARM AIR UNIT:Renew plug socket to thermostat, including turn gas off/on, remove and fit new part, test and remove waste and debris. | WARM AIR UNIT:Renew plug socket to thermostat, including turn gas off/on, remove and fit new part, test and remove waste and debris. | 17.5894
GA718529 |  | E | WARM AIR UNIT:RENEW ELECTRIC LEADS |  | 1 Star Gas - Replacement Parts And Breakdowns | Gas Warm Air Units | Gas Warm Air Units - Replacement Parts | IT | 24.2701 | WARM AIR UNIT:Renew electric leads to fan stat. gas valves etc., including turn electric/gas off/on remove and fit new part, test and remove waste and debris. | WARM AIR UNIT:Renew electric leads to fan stat. gas valves etc., including turn electric/gas off/on remove and fit new part, test and remove waste and debris. | 24.2701
GA718531 |  | E | WARM AIR UNIT:RENEW CLOCK |  | 1 Star Gas - Replacement Parts And Breakdowns | Gas Warm Air Units | Gas Warm Air Units - Replacement Parts | IT | 100.5658 | WARM AIR UNIT:Renew clock, including turn electric/gas off/on, remove and fit new part, test and remove waste and debris. | WARM AIR UNIT:Renew clock, including turn electric/gas off/on, remove and fit new part, test and remove waste and debris. | 100.5658
GA718533 |  | E | WARM AIR UNIT:RENEW ROTARY SWITCH |  | 1 Star Gas - Replacement Parts And Breakdowns | Gas Warm Air Units | Gas Warm Air Units - Replacement Parts | IT | 33.6652 | WARM AIR UNIT:Renew rotary switch and knob, including turn electric/gas off/on, remove and fit new part, test and remove waste and debris. | WARM AIR UNIT:Renew rotary switch and knob, including turn electric/gas off/on, remove and fit new part, test and remove waste and debris. | 33.6652
GA718535 |  | E | WARM AIR UNIT:RENEW TRANSFORMER |  | 1 Star Gas - Replacement Parts And Breakdowns | Gas Warm Air Units | Gas Warm Air Units - Replacement Parts | IT | 175.282 | WARM AIR UNIT:Renew transformer, including turn electric/gas off/on, remove and fit new part, test and remove waste and debris. | WARM AIR UNIT:Renew transformer, including turn electric/gas off/on, remove and fit new part, test and remove waste and debris. | 175.282
GA718537 |  | E | WARM AIR UNIT:RENEW AIR GRILLES |  | 1 Star Gas - Replacement Parts And Breakdowns | Gas Warm Air Units | Gas Warm Air Units - Replacement Parts | IT | 37.8538 | WARM AIR UNIT:Renew air grilles to prepared or existing vent, remove and fit new part, test and remove waste and debris. | WARM AIR UNIT:Renew air grilles to prepared or existing vent, remove and fit new part, test and remove waste and debris. | 37.8538
GA718539 |  | E | WARM AIR UNIT:PROVIDE CLOCK |  | 1 Star Gas - Replacement Parts And Breakdowns | Gas Warm Air Units | Gas Warm Air Units - Replacement Parts | IT | 100.5658 | WARM AIR UNIT:Renew clock different type, turn off electric/ gas, make all necessary alterations including electrical connections, remove and fit new part, test and remove waste and debris. | WARM AIR UNIT:Renew clock different type, turn off electric/ gas, make all necessary alterations including electrical connections, remove and fit new part, test and remove waste and debris. | 100.5658
GA718541 |  | E | WARM AIR UNIT:RENEW FILTER |  | 1 Star Gas - Replacement Parts And Breakdowns | Gas Warm Air Units | Gas Warm Air Units - Replacement Parts | IT | 31.8751 | WARM AIR UNIT:Renew filter including remove and fit new part, test and remove waste and debris. | WARM AIR UNIT:Renew filter including remove and fit new part, test and remove waste and debris. | 31.8751
GA718543 |  | E | WARM AIR UNIT:RENEW PILOT INJECTOR |  | 1 Star Gas - Replacement Parts And Breakdowns | Gas Warm Air Units | Gas Warm Air Units - Replacement Parts | IT | 33.3142 | WARM AIR UNIT:Renew pilot injector, remove and fit new part, test and remove waste and debris. | WARM AIR UNIT:Renew pilot injector, remove and fit new part, test and remove waste and debris. | 33.3142
GA719001 |  | E | WATER HEATER:DIAGNOSE FAULT |  | 1 Star Gas - Replacement Parts And Breakdowns | Gas Water Heaters | Gas Water Heaters - Diagnose Fault | IT | 47.0535 | Water Heater:Diagnose and rectify faults or breakdown on water heater (no parts required), rectify, check operation and test. [per appliance]. | Water Heater:Diagnose and rectify faults or breakdown on water heater (no parts required), rectify, check operation and test. [per appliance]. | 47.0535
GA719003 |  | E | WATER HEATER:RENEW DIAPHRAGM |  | 1 Star Gas - Replacement Parts And Breakdowns | Gas Water Heaters | Gas Water Heaters - Replacement Parts | IT | 26.2006 | Water Heater:Renew diaphragm and 'O' rings, clean ventry and sensing tube, clean slow ignition and check ball valve is free, check water filter including turn gas off/on, test, remove waste and debris | Water Heater:Renew diaphragm and 'O' rings, clean ventry and sensing tube, clean slow ignition and check ball valve is free, check water filter including turn gas off/on, remove and fit new part, test and remove waste and debris. | 26.2006
GA719005 |  | E | WATER HEATER:RENEW ELECTRODE |  | 1 Star Gas - Replacement Parts And Breakdowns | Gas Water Heaters | Gas Water Heaters - Replacement Parts | IT | 46.3363 | Water Heater:Renew electrode, including turn gas off/on, remove and fit new part, test and remove waste and debris. | Water Heater:Renew electrode, including turn gas off/on, remove and fit new part, test and remove waste and debris. | 46.3363
GA719007 |  | E | WATER HEATER:RENEW THERMOCOUPLE |  | 1 Star Gas - Replacement Parts And Breakdowns | Gas Water Heaters | Gas Water Heaters - Replacement Parts | IT | 29.5702 | Water Heater:Renew thermocouple, including turn gas off/on, remove and fit new part, test and remove waste and debris. | Water Heater:Renew thermocouple, including turn gas off/on, remove and fit new part, test and remove waste and debris. | 29.5702
GA719009 |  | E | WATER HEATER:RENEW PILOT BURNER |  | 1 Star Gas - Replacement Parts And Breakdowns | Gas Water Heaters | Gas Water Heaters - Replacement Parts | IT | 82.4893 | Water Heater:Renew bi-metal strip pilot burner, including turn gas off/on, remove and fit new part, test and remove waste and debris. | Water Heater:Renew bi-metal strip pilot burner, including turn gas off/on, remove and fit new part, test and remove waste and debris. | 82.4893
GA719011 |  | E | WATER HEATER:RENEW WATER GOVERNOR |  | 1 Star Gas - Replacement Parts And Breakdowns | Gas Water Heaters | Gas Water Heaters - Replacement Parts | IT | 74.6152 | Water Heater:Renew water governor, including turn gas off/on, remove and fit new part, test and remove waste and debris. | Water Heater:Renew water governor, including turn gas off/on, remove and fit new part, test and remove waste and debris. | 74.6152
GA719013 |  | E | WATER HEATER:RENEW HEAT EXCHANGER |  | 1 Star Gas - Replacement Parts And Breakdowns | Gas Water Heaters | Gas Water Heaters - Replacement Parts | IT | 175.282 | Water Heater:Renew heat exchanger, including turn gas off/on, remove and fit new part, test and remove waste and debris. | Water Heater:Renew heat exchanger, including turn gas off/on, remove and fit new part, test and remove waste and debris. | 175.282
GA719015 |  | E | WATER HEATER:RENEW BURNER |  | 1 Star Gas - Replacement Parts And Breakdowns | Gas Water Heaters | Gas Water Heaters - Replacement Parts | IT | 200.5891 | Water Heater:Renew burner, including turn gas off/on, remove and fit new part, test and remove waste and debris. | Water Heater:Renew burner, including turn gas off/on, remove and fit new part, test and remove waste and debris. | 200.5891
GA719017 |  | E | WATER HEATER:RENEW IGNITION |  | 1 Star Gas - Replacement Parts And Breakdowns | Gas Water Heaters | Gas Water Heaters - Replacement Parts | IT | 46.2778 | Water Heater:Renew slow ignition device, including turn gas off/on, remove and fit new part, test and remove waste and debris. | Water Heater:Renew slow ignition device, including turn gas off/on, remove and fit new part, test and remove waste and debris. | 46.2778
GA719019 |  | E | WATER HEATER:RELIGHT PILOT |  | 1 Star Gas - Replacement Parts And Breakdowns | Gas Water Heaters | Gas Water Heaters - Replacement Parts | IT | 9.6685 | Water Heater:Relight pilot light, per appliance. | Water Heater:Relight pilot light, per appliance. | 9.6685
GA719021 |  | E | WATER HEATER:RENEW FASCIA |  | 1 Star Gas - Replacement Parts And Breakdowns | Gas Water Heaters | Gas Water Heaters - Replacement Parts | IT | 43.9261 | Water Heater:Renew fascia panel, including remove and fit new part, test and remove waste and debris. | Water Heater:Renew fascia panel, including remove and fit new part, test and remove waste and debris. | 43.9261
GA719023 |  | E | WATER HEATER:RENEW CONTROL KNOB |  | 1 Star Gas - Replacement Parts And Breakdowns | Gas Water Heaters | Gas Water Heaters - Replacement Parts | IT | 22.7023 | Water Heater:Renew control knob, remove and fit new part, test and remove waste and debris. | Water Heater:Renew control knob, remove and fit new part, test and remove waste and debris. | 22.7023
GA719301 |  | E | CIRCULATOR:RENEW COMPLETE |  | 1 Star Gas - Replacement Parts And Breakdowns | Circulators (Balanced/Conventional Flue) | Circulators - Replacement Parts | IT | 323.4695 | Circulator:Disconnect electric supply, remove existing circulator and install new circulator complete, including turn gas/off on, remove waste and debris, extend pipework, and test. | Circulator:Disconnect electric supply, remove existing circulator and install new circulator complete, including turn gas/off on, remove waste and debris, extend pipework, and test. | 323.4695
GA719303 |  | E | CIRCULATOR:DIAGNOSE FAULT |  | 1 Star Gas - Replacement Parts And Breakdowns | Circulators (Balanced/Conventional Flue) | Circulators - Diagnose Fault | IT | 47.0535 | Circulator:Diagnose and rectify faults or breakdown on circulator (no parts required), rectify, check operation and test. [per appliance]. | Circulator:Diagnose and rectify faults or breakdown on circulator (no parts required), rectify, check operation and test. [per appliance]. | 47.0535
GA719305 |  | E | CIRCULATOR:RENEW HEATING BODY |  | 1 Star Gas - Replacement Parts And Breakdowns | Circulators (Balanced/Conventional Flue) | Circulators - Replacement Parts | IT | 175.282 | Circulator:Renew heating body, including turn gas off/on, remove and fit new part, test and remove waste and debris. | Circulator:Renew heating body, including turn gas off/on, remove and fit new part, test and remove waste and debris. | 175.282
GA719307 |  | E | CIRCULATOR:RENEW BURNER |  | 1 Star Gas - Replacement Parts And Breakdowns | Circulators (Balanced/Conventional Flue) | Circulators - Replacement Parts | IT | 140.1469 | Circulator:Renew burner including turn gas off/on, remove and fit new part, test and remove waste and debris. | Circulator:Renew burner including turn gas off/on, remove and fit new part, test and remove waste and debris. | 140.1469
GA719309 |  | E | CIRCULATOR:RENEW PILOT BURNER |  | 1 Star Gas - Replacement Parts And Breakdowns | Circulators (Balanced/Conventional Flue) | Circulators - Replacement Parts | IT | 82.4893 | Circulator:Renew pilot burner, including turn gas off/on, remove and fit new part, test and remove waste and debris. | Circulator:Renew pilot burner, including turn gas off/on, remove and fit new part, test and remove waste and debris. | 82.4893
GA719311 |  | E | CIRCULATOR:RENEW THERMOSTAT |  | 1 Star Gas - Replacement Parts And Breakdowns | Circulators (Balanced/Conventional Flue) | Circulators - Replacement Parts | IT | 35.5372 | Circulator:Renew thermostat, including turn gas off/on, remove and fit new part, test and remove waste and debris. | Circulator:Renew thermostat, including turn gas off/on, remove and fit new part, test and remove waste and debris. | 35.5372
GA719313 |  | E | CIRCULATOR:GAS VALVE SOLENOID |  | 1 Star Gas - Replacement Parts And Breakdowns | Circulators (Balanced/Conventional Flue) | Circulators - Replacement Parts | IT | 92.1301 | Circulator:Renew gas valve solenoid, including turn gas off/on, remove and fit new part, test and remove waste and debris. | Circulator:Renew gas valve solenoid, including turn gas off/on, remove and fit new part, test and remove waste and debris. | 92.1301
GA719315 |  | E | CIRCULATOR:RENEW VAPOUR VALVE |  | 1 Star Gas - Replacement Parts And Breakdowns | Circulators (Balanced/Conventional Flue) | Circulators - Replacement Parts | IT | 53.7658 | Circulator:Renew mercury vapour valve, including turn gas off/on, remove and fit new part, test and remove waste and debris. | Circulator:Renew mercury vapour valve, including turn gas off/on, remove and fit new part, test and remove waste and debris. | 53.7658
GA719319 |  | E | CIRCULATOR:RENEW IGNITION |  | 1 Star Gas - Replacement Parts And Breakdowns | Circulators (Balanced/Conventional Flue) | Circulators - Replacement Parts | IT | 46.2778 | Circulator:Renew ignition, including turn gas off/on, remove and fit new part, test and remove waste and debris. | Circulator:Renew ignition, including turn gas off/on, remove and fit new part, test and remove waste and debris. | 46.2778
GA719501 |  | E | FIRE/CIRCULATOR:DIAGNOSE FAULT |  | 1 Star Gas - Replacement Parts And Breakdowns | Circulators (Behind Fire) | Circulators (Behind Fire) - Diagnose Fault | IT | 47.0535 | Fire/Circulator:Diagnose and rectify faults or breakdown on circulator behind fire (no parts required), rectify, check operation and test. [per appliance]. | Fire/Circulator:Diagnose and rectify faults or breakdown on circulator behind fire (no parts required), rectify, check operation and test. [per appliance]. | 47.0535
GA719503 |  | E | FIRE/CIRCULATOR:RENEW CIRCULATOR |  | 1 Star Gas - Replacement Parts And Breakdowns | Circulators (Behind Fire) | Circulators (Behind Fire) - Replacement Parts | IT | 323.4695 | Fire/Circulator:Disconnect electric supply, remove existing circulator and install new circulator complete, including turn gas/off on, remove waste and debris, extend pipework, and test. | Fire/Circulator:Disconnect electric supply, remove existing circulator and install new circulator complete, including turn gas/off on, remove waste and debris, extend pipework, and test. | 323.4695
GA719507 |  | E | FIRE/CIRCULATOR:RENEW THERMOSTAT |  | 1 Star Gas - Replacement Parts And Breakdowns | Circulators (Behind Fire) | Circulators (Behind Fire) - Replacement Parts | IT | 35.5372 | Fire/Circulator:Renew theromstat, including turn gas off/on, remove and fit new part, test and remove waste and debris. | Fire/Circulator:Renew theromstat, including turn gas off/on, remove and fit new part, test and remove waste and debris. | 35.5372
GA719509 |  | E | FIRE/CIRCULATOR:RENEW BURNER |  | 1 Star Gas - Replacement Parts And Breakdowns | Circulators (Behind Fire) | Circulators (Behind Fire) - Replacement Parts | IT | 200.5891 | Fire/Circulator:Renew burner, including fixing bi-metal strip, bi-metal valve and pilot burner, including turn gas off/on, remove and fit new part, test and remove waste and debris. | Fire/Circulator:Renew burner, including fixing bi-metal strip, bi-metal valve and pilot burner, including turn gas off/on, remove and fit new part, test and remove waste and debris. | 200.5891
GA719513 |  | E | FIRE/CIRCULATOR:RENEW THERMOCOUPLE |  | 1 Star Gas - Replacement Parts And Breakdowns | Circulators (Behind Fire) | Circulators (Behind Fire) - Replacement Parts | IT | 29.5702 | Fire/Circulator:Renew thermocouple, including turn gas off/on, remove and fit new part, test and remove waste and debris. | Fire/Circulator:Renew thermocouple, including turn gas off/on, remove and fit new part, test and remove waste and debris. | 29.5702
GA719515 |  | E | FIRE/CIRCULATOR:RENEW SPARK GENERATOR |  | 1 Star Gas - Replacement Parts And Breakdowns | Circulators (Behind Fire) | Circulators (Behind Fire) - Replacement Parts | IT | 46.2778 | Fire/Circulator:Renew spark generator and spark electrode, including turn gas off/on, remove and fit new part, test and remove waste and debris. | Fire/Circulator:Renew spark generator and spark electrode, including turn gas off/on, remove and fit new part, test and remove waste and debris. | 46.2778
GA719701 |  | E | WARM AIR UNIT CIRCULATOR:DIAGNOSE FAULT |  | 1 Star Gas - Replacement Parts And Breakdowns | Circulators (Inside Warm Air Units) | Circulators (Inside Warm Air Units) - Diagnose | IT | 47.0535 | WARM AIR UNIT CIRCULATOR:Diagnose and rectify faults or breakdown on circulator inside warm air unit (no parts required), rectify, check operation and test. [per appliance]. | WARM AIR UNIT CIRCULATOR:Diagnose and rectify faults or breakdown on circulator inside warm air unit (no parts required), rectify, check operation and test. [per appliance]. | 47.0535
GA719703 |  | E | WARM AIR UNIT:CIRCULATOR RENEW HEATING BODY |  | 1 Star Gas - Replacement Parts And Breakdowns | Circulators (Inside Warm Air Units) | Circulators (Inside Warm Air Units) - Parts | IT | 259.1593 | WARM AIR UNIT CIRCULATOR:Renew heating body, including turn gas off/on, remove and fit new part, test and remove waste and debris. | WARM AIR UNIT CIRCULATOR:Renew heating body, including turn gas off/on, remove and fit new part, test and remove waste and debris. | 259.1593
GA719705 |  | E | WARM AIR UNIT CIRCULATOR:RENEW BURNER |  | 1 Star Gas - Replacement Parts And Breakdowns | Circulators (Inside Warm Air Units) | Circulators (Inside Warm Air Units) - Parts | IT | 140.1469 | WARM AIR UNIT CIRCULATOR:Renew burner, including turn gas off/on, remove and fit new part, test and remove waste and debris. | WARM AIR UNIT CIRCULATOR:Renew burner, including turn gas off/on, remove and fit new part, test and remove waste and debris. | 140.1469
GA719707 |  | E | WARM AIR UNIT CIRCULATOR:RENEW SOLENOID |  | 1 Star Gas - Replacement Parts And Breakdowns | Circulators (Inside Warm Air Units) | Circulators (Inside Warm Air Units) - Parts | IT | 4387.1065 | WARM AIR UNIT CIRCULATOR:Renew gas valve solenoid, including turn gas off/on, remove and fit new part, test and remove waste and debris. | WARM AIR UNIT CIRCULATOR:Renew gas valve solenoid, including turn gas off/on, remove and fit new part, test and remove waste and debris. | 4387.1065
GA720001 |  | E | GAS CONVECTOR:DIAGNOSE FAULT |  | 1 Star Gas - Replacement Parts And Breakdowns | Convector Heaters | Convector Heaters - Diagnose Fault | IT | 47.0535 | Gas Convector:Diagnose and rectify faults or breakdown on gas convector heater (no parts required), rectify, check operation and test. [per appliance]. | Gas Convector:Diagnose and rectify faults or breakdown on gas convector heater (no parts required), rectify, check operation and test. [per appliance]. | 47.0535
GA720003 |  | E | GAS CONVECTOR:RENEW CONTROL KNOB |  | 1 Star Gas - Replacement Parts And Breakdowns | Convector Heaters | Convector Heaters - Replacement Parts | IT | 22.7023 | Gas Convector:Renew control knob, including turn gas off/on, remove and fit new part, test and remove waste and debris. | Gas Convector:Renew control knob, including turn gas off/on, remove and fit new part, test and remove waste and debris. | 22.7023
GA720005 |  | E | GAS CONVECTOR:RENEW TAP ASSEMBLY |  | 1 Star Gas - Replacement Parts And Breakdowns | Convector Heaters | Convector Heaters - Replacement Parts | IT | 22.3981 | Gas Convector:Renew tap assembly, including turn gas off/on, remove and fit new part, test and remove waste and debris. | Gas Convector:Renew tap assembly, including turn gas off/on, remove and fit new part, test and remove waste and debris. | 22.3981
GA720007 |  | E | GAS CONVECTOR:RENEW PIEZO UNIT |  | 1 Star Gas - Replacement Parts And Breakdowns | Convector Heaters | Convector Heaters - Replacement Parts | IT | 31.6177 | Gas Convector:Renew piezo unit, spark generator and spark electrode, including turn gas off/on, remove and fit new part, test and remove waste and debris. | Gas Convector:Renew piezo unit, spark generator and spark electrode, including turn gas off/on, remove and fit new part, test and remove waste and debris. | 31.6177
GA720009 |  | E | GAS CONVECTOR:RENEW THERMOCOUPLE |  | 1 Star Gas - Replacement Parts And Breakdowns | Convector Heaters | Convector Heaters - Replacement Parts | IT | 29.5702 | Gas Convector:Renew thermocouple, including turn gas off/on, remove and fit new part, test and remove waste and debris. | Gas Convector:Renew thermocouple, including turn gas off/on, remove and fit new part, test and remove waste and debris. | 29.5702
GA720011 |  | E | GAS CONVECTOR:RENEW CASE |  | 1 Star Gas - Replacement Parts And Breakdowns | Convector Heaters | Convector Heaters - Replacement Parts | IT | 177.2944 | Gas Convector:Renew case, including turn gas off/on, remove and fit new part, test and remove waste and debris. | Gas Convector:Renew case, including turn gas off/on, remove and fit new part, test and remove waste and debris. | 177.2944
GA720101 |  | E | PRINTED CIRCUIT BOARD:RENEW ANY TYPE TO ANY BOILER |  | 1 Star Gas - Replacement Parts And Breakdowns | Printed Circuit Board | Printed Circuit Board - Replacement Parts | IT | 192.6685 | Printed Circuit Board:Renew any PCB to any type boiler [PC Sum for supply £150.00], including turn gas off/on, remove and fit new part, test and remove waste and debris. | Printed Circuit Board:Renew any PCB to any type boiler [PC Sum for supply £150.00], including turn gas off/on, remove and fit new part, test and remove waste and debris. | 192.6685
GA720201 |  | E | BOILER:RESET AND TEST |  | 1 Star Gas - Replacement Parts And Breakdowns | Callout Works | Callouts to breakdowns etc | IT | 19.3371 | Boiler:Remedy fault to central heating, reset, test, adjust controls, rectify minor faults, on completion provide report to Client Representative. | Boiler:Remedy fault to central heating, reset, test, adjust controls, rectify minor faults, on completion provide report to Client Representative. | 19.3371
GA720202 |  | E | CONDENSATE PIPE:UNBLOCK |  | 1 Star Gas - Replacement Parts And Breakdowns | Callout Works | Callouts to breakdowns etc | IT | 12.8914 | Condensate Pipe:Clear airlocks or other blockage from condensate pipe to boiler. | Condensate Pipe:Clear airlocks or other blockage from condensate pipe to boiler. | 12.8914
GA720203 |  | E | WATER LEAK:REPAIR |  | 1 Star Gas - Replacement Parts And Breakdowns | Callout Works | Callouts to breakdowns etc | IT | 26.6496 | Burst:Turn off/on water supply, drain down, remove leaking/defective fitting of any type ne 28mm diameter, prepare existing pipework and renew fitting, reinstate pipe lagging and test. | Burst:Turn off/on water supply, drain down, remove leaking/defective fitting of any type ne 28mm diameter, prepare existing pipework and renew fitting, reinstate pipe lagging and test. | 26.6496
GA720204 |  | E | FLUE PIPE:REPAIR JOINTS |  | 1 Star Gas - Replacement Parts And Breakdowns | Callout Works | Callouts to breakdowns etc | IT | 23.7246 | Flue Pipe:Remake any loose or leaking flue pipe joint or joints, make good. | Flue Pipe:Remake any loose or leaking flue pipe joint or joints, make good. | 23.7246
GA720205 |  | E | BOILER:CHECK COMBUSTION |  | 1 Star Gas - Replacement Parts And Breakdowns | Callout Works | Callouts to breakdowns etc | IT | 19.3371 | Boiler:Check combustion to boiler, adjust controls, rectify minor faults, on completion provide report to Client Representative. | Boiler:Check combustion to boiler, adjust controls, rectify minor faults, on completion provide report to Client Representative. | 19.3371
GA720301 |  | U | BOILER:RENEW FLUE EXTENSION 60/100MM NE 1M LONG Y1 |  | 3 Star Gas - 1st Year Service Replacement Parts | Gas Heating Boiler Balanced/Conventional Flue | Replacement Flues | IT | 111.7172 | Boiler:Renew flue extension to existing flue to gas boiler ne 1000mm long, remove and fit new kit, make good structure and finishes and remove waste and debris. | Boiler:Renew flue extension to existing flue to gas boiler ne 1000mm long, remove and fit new kit, make good structure and finishes and remove waste and debris. | 111.7172
GA720303 |  | U | BOILER:RENEW FLUE EXTENSION 60/100MM 2M LONG YR1 |  | 3 Star Gas - 1st Year Service Replacement Parts | Gas Heating Boiler Balanced/Conventional Flue | Replacement Flues | IT | 152.7725 | Boiler:Renew flue extension to existing flue to gas boiler 2000mm long, remove and fit new kit, make good structure and finishes and remove waste and debris. | Boiler:Renew flue extension to existing flue to gas boiler 2000mm long, remove and fit new kit, make good structure and finishes and remove waste and debris. | 152.7725
GA720305 |  | U | BOILER:RENEW HORIZ FLUE TERMINAL KIT 600MM YR1 |  | 3 Star Gas - 1st Year Service Replacement Parts | Gas Heating Boiler Balanced/Conventional Flue | Replacement Flues | IT | 146.8757 | Boiler:Renew horizontal flue terminal kit to gas boiler 600mm long, remove and fit new kit, make good structure and finishes and remove waste and debris. | Boiler:Renew horizontal flue terminal kit to gas boiler 600mm long, remove and fit new kit, make good structure and finishes and remove waste and debris. | 146.8757
GA720307 |  | U | BOILER:RENEW HORIZ FLUE TERMINAL KIT 1000MM YR1 |  | 3 Star Gas - 1st Year Service Replacement Parts | Gas Heating Boiler Balanced/Conventional Flue | Replacement Flues | IT | 180.3026 | Boiler:Renew horizontal flue terminal kit to gas boiler 1000mm long, remove and fit new kit, make good structure and finishes and remove waste and debris. | Boiler:Renew horizontal flue terminal kit to gas boiler 1000mm long, remove and fit new kit, make good structure and finishes and remove waste and debris. | 180.3026
GA720309 |  | U | BOILER:RENEW HE BOILER VERTICAL EXTENSION 125MM Y1 |  | 3 Star Gas - 1st Year Service Replacement Parts | Gas Heating Boiler Balanced/Conventional Flue | Replacement Flues | IT | 176.8979 | Boiler:Renew high efficiency boiler vertical flue extension 125mm to existing flue to gas boiler, remove and fit new kit, make good structure and finishes and remove waste and debris. | Boiler:Renew high efficiency boiler vertical flue extension 125mm to existing flue to gas boiler, remove and fit new kit, make good structure and finishes and remove waste and debris. | 176.8979
GA720311 |  | U | BOILER:RENEW FLUE GAS THERMOSTAT YR1 |  | 3 Star Gas - 1st Year Service Replacement Parts | Gas Heating Boiler Balanced/Conventional Flue | Replacement Flue Parts | IT | 54.6169 | Boiler:Renew or supply and install flue gas thermostat to flue to gas boiler, remove and fit new part, make good structure and finishes and remove waste and debris. | Boiler:Renew or supply and install flue gas thermostat to flue to gas boiler, remove and fit new part, make good structure and finishes and remove waste and debris. | 54.6169
GA720313 |  | U | BOILER:RENEW FLUE TERMINAL GUARD YR1 |  | 3 Star Gas - 1st Year Service Replacement Parts | Gas Heating Boiler Balanced/Conventional Flue | Replacement Flue Parts | IT | 37.8889 | Boiler:Renew or supply and install flue terminal guard to flue to gas boiler, remove and fit new part, make good structure and finishes and remove waste and debris. | Boiler:Renew or supply and install flue terminal guard to flue to gas boiler, remove and fit new part, make good structure and finishes and remove waste and debris. | 37.8889
GA720315 |  | U | BOILER:RENEW VERTICAL FLUE BRACKET 60/100MM YR1 |  | 3 Star Gas - 1st Year Service Replacement Parts | Gas Heating Boiler Balanced/Conventional Flue | Replacement Flue Parts | IT | 41.647 | Boiler:Renew or supply and install missing vertical flue bracket 60/100mm to flue to gas boiler, remove and fit new part, make good structure and finishes and remove waste and debris. | Boiler:Renew or supply and install missing vertical flue bracket 60/100mm to flue to gas boiler, remove and fit new part, make good structure and finishes and remove waste and debris. | 41.647
GA720317 |  | U | BOILER:RENEW FLUE SUPPORT BRACKET 60/100MM YR1 |  | 3 Star Gas - 1st Year Service Replacement Parts | Gas Heating Boiler Balanced/Conventional Flue | Replacement Flue Parts | IT | 19.087 | Boiler:Renew or supply and install missing flue support bracket 60/100mm to flue to gas boiler, remove and fit new part, make good structure and finishes and remove waste and debris. | Boiler:Renew or supply and install missing flue support bracket 60/100mm to flue to gas boiler, remove and fit new part, make good structure and finishes and remove waste and debris. | 19.087
GA720319 |  | U | BOILER:RENEW FLUE SUPPORT BRACKET 80/125MM YR1 |  | 3 Star Gas - 1st Year Service Replacement Parts | Gas Heating Boiler Balanced/Conventional Flue | Replacement Flue Parts | IT | 20.7133 | Boiler:Renew or supply and install missing flue support bracket 80/100mm to flue to gas boiler, remove and fit new part, make good structure and finishes and remove waste and debris. | Boiler:Renew or supply and install missing flue support bracket 80/100mm to flue to gas boiler, remove and fit new part, make good structure and finishes and remove waste and debris. | 20.7133
GA720321 |  | U | BOILER:RENEW PLUME EXTENSION KIT YR1 |  | 3 Star Gas - 1st Year Service Replacement Parts | Gas Heating Boiler Balanced/Conventional Flue | Replacement Plume Parts | IT | 212.6839 | Boiler:Renew or supply and install missing plume extension kit to gas boiler, remove and fit new part, make good structure and finishes and remove waste and debris. | Boiler:Renew or supply and install missing plume extension kit to gas boiler, remove and fit new part, make good structure and finishes and remove waste and debris. | 212.6839
GA720323 |  | U | BOILER:RENEW COMBI FILLING KEY YR1 |  | 3 Star Gas - 1st Year Service Replacement Parts | Gas Heating Boiler Balanced/Conventional Flue | Replacement Boiler Parts | IT | 33.693 | Boiler:Renew or supply and install missing or defective combi filling key, including turn gas off/on, remove and fit new part, test and remove waste and debris. | Boiler:Renew or supply and install missing or defective combi filling key, including turn gas off/on, remove and fit new part, test and remove waste and debris. | 33.693
GA720325 |  | U | BOILER:RENEW 10 LITRE EXPANSION VESSEL YR1 |  | 3 Star Gas - 1st Year Service Replacement Parts | Gas Heating Boiler Balanced/Conventional Flue | Replacement Boiler Parts | IT | 53.0916 | Boiler:Renew or supply and install defective or missing 10 litre expansion vessel, including turn gas off/on, remove and fit new part, test and remove waste and debris. | Boiler:Renew or supply and install defective or missing 10 litre expansion vessel, including turn gas off/on, remove and fit new part, test and remove waste and debris. | 53.0916
GA720327 |  | U | BOILER:RENEW 12 LITRE EXPANSION VESSEL YR1 |  | 3 Star Gas - 1st Year Service Replacement Parts | Gas Heating Boiler Balanced/Conventional Flue | Replacement Boiler Parts | IT | 73.5666 | Boiler:Renew or supply and install defective or missing 12 litre expansion vessel, including turn gas off/on, remove and fit new part, test and remove waste and debris. | Boiler:Renew or supply and install defective or missing 12 litre expansion vessel, including turn gas off/on, remove and fit new part, test and remove waste and debris. | 73.5666
GA720329 |  | U | BOILER:RENEW 8 LITRE EXPANSION VESSEL YR1 |  | 3 Star Gas - 1st Year Service Replacement Parts | Gas Heating Boiler Balanced/Conventional Flue | Replacement Boiler Parts | IT | 50.8686 | Boiler:Renew or supply and install defective or missing 8 litre expansion vessel, including turn gas off/on, remove and fit new part, test and remove waste and debris. | Boiler:Renew or supply and install defective or missing 8 litre expansion vessel, including turn gas off/on, remove and fit new part, test and remove waste and debris. | 50.8686
GA720331 |  | U | BOILER:RENEW EXPANSION VESSEL KIT YR1 |  | 3 Star Gas - 1st Year Service Replacement Parts | Gas Heating Boiler Balanced/Conventional Flue | Replacement Boiler Parts | IT | 45.744 | Boiler:Renew or supply and install defective or missing expansion vessel kit, including turn gas off/on, remove and fit new part, test and remove waste and debris. | Boiler:Renew or supply and install defective or missing expansion vessel kit, including turn gas off/on, remove and fit new part, test and remove waste and debris. | 45.744
GA720333 |  | U | BOILER:RENEW FILLING LINK YR1 |  | 3 Star Gas - 1st Year Service Replacement Parts | Gas Heating Boiler Balanced/Conventional Flue | Replacement Boiler Parts | IT | 33.1548 | Boiler:Renew or supply and install defective or missing filling link, including turn gas off/on, remove and fit new part, test and remove waste and debris. | Boiler:Renew or supply and install defective or missing filling link, including turn gas off/on, remove and fit new part, test and remove waste and debris. | 33.1548
GA720341 |  | E | BOILER:RENEW 45% FLUE ELBOW BEND 60/100MM YR1 |  | 3 Star Gas - 1st Year Service Replacement Parts | Gas Heating Boiler Balanced/Conventional Flue | Replacement Flues | IT | 86.7802 | Boiler:Renew 45% flue elbow bend 60/100mm to flue to gas boiler, remove and fit new part, make good structure and finishes and remove waste and debris. | Boiler:Renew 45% flue elbow bend 60/100mm to flue to gas boiler, remove and fit new part, make good structure and finishes and remove waste and debris. | 86.7802
GA720343 |  | E | BOILER:RENEW 45% FLUE ELBOW BEND 80/125MM YR1 |  | 3 Star Gas - 1st Year Service Replacement Parts | Gas Heating Boiler Balanced/Conventional Flue | Replacement Flues | IT | 107.9806 | Boiler:Renew 45% flue elbow bend 80/125mm to flue to gas boiler, remove and fit new part, make good structure and finishes and remove waste and debris. | Boiler:Renew 45% flue elbow bend 80/125mm to flue to gas boiler, remove and fit new part, make good structure and finishes and remove waste and debris. | 107.9806
GA720345 |  | E | BOILER:RENEW 45% FLUE ELBOW BEND ASSEMB 130MM YR1 |  | 3 Star Gas - 1st Year Service Replacement Parts | Gas Heating Boiler Balanced/Conventional Flue | Replacement Flues | IT | 113.8306 | Boiler:Renew 45% flue elbow bend assembly 130mm to flue to gas boiler, remove and fit new part, make good structure and finishes and remove waste and debris. | Boiler:Renew 45% flue elbow bend assembly 130mm to flue to gas boiler, remove and fit new part, make good structure and finishes and remove waste and debris. | 113.8306
GA720347 |  | E | BOILER:RENEW HE 45% FLUE ELBOW BEND 125MM YR1 |  | 3 Star Gas - 1st Year Service Replacement Parts | Gas Heating Boiler Balanced/Conventional Flue | Replacement Flues | IT | 102.1306 | Boiler:Renew high efficiency 45% flue elbow bend 125mm to flue to gas boiler, remove and fit new part, make good structure and finishes and remove waste and debris. | Boiler:Renew high efficiency 45% flue elbow bend 125mm to flue to gas boiler, remove and fit new part, make good structure and finishes and remove waste and debris. | 102.1306
GA720349 |  | E | BOILER:RENEW 90% FLUE ELBOW BEND 60/100MM YR1 |  | 3 Star Gas - 1st Year Service Replacement Parts | Gas Heating Boiler Balanced/Conventional Flue | Replacement Flues | IT | 97.7431 | Boiler:Renew 90% flue elbow bend 60/100mm to flue to gas boiler, remove and fit new part, make good structure and finishes and remove waste and debris. | Boiler:Renew 90% flue elbow bend 60/100mm to flue to gas boiler, remove and fit new part, make good structure and finishes and remove waste and debris. | 97.7431
GA720351 |  | E | BOILER:RENEW 90% FLUE ELBOW KIT YR1 |  | 3 Star Gas - 1st Year Service Replacement Parts | Gas Heating Boiler Balanced/Conventional Flue | Replacement Flues | IT | 99.2056 | Boiler:Renew 90% flue elbow bend kit to flue to gas boiler, remove and fit new part, make good structure and finishes and remove waste and debris. | Boiler:Renew 90% flue elbow bend kit to flue to gas boiler, remove and fit new part, make good structure and finishes and remove waste and debris. | 99.2056
GA720353 |  | E | BOILER:RENEW HE 90% FLUE ELBOW BEND 125MM YR1 |  | 3 Star Gas - 1st Year Service Replacement Parts | Gas Heating Boiler Balanced/Conventional Flue | Replacement Flues | IT | 102.1306 | Boiler:Renew high efficiency 90% flue elbow bend 125mm to flue to gas boiler, remove and fit new part, make good structure and finishes and remove waste and debris. | Boiler:Renew high efficiency 90% flue elbow bend 125mm to flue to gas boiler, remove and fit new part, make good structure and finishes and remove waste and debris. | 102.1306
GA720355 |  | E | BOILER:RENEW VERTICAL WEATHER FLUE COLLAR YR1 |  | 3 Star Gas - 1st Year Service Replacement Parts | Gas Heating Boiler Balanced/Conventional Flue | Replacement Flues | IT | 94.8181 | Boiler:Renew universal weather flue collar to flue to gas boiler, remove and fit new part, make good structure and finishes and remove waste and debris. | Boiler:Renew universal weather flue collar to flue to gas boiler, remove and fit new part, make good structure and finishes and remove waste and debris. | 94.8181
GA720357 |  | E | BOILER:RENEW VERTICAL FLUE ADAPTOR YR1 |  | 3 Star Gas - 1st Year Service Replacement Parts | Gas Heating Boiler Balanced/Conventional Flue | Replacement Flues | IT | 107.9806 | Boiler:Renew vertical flue adaptor to flue to gas boiler, remove and fit new part, make good structure and finishes and remove waste and debris. | Boiler:Renew vertical flue adaptor to flue to gas boiler, remove and fit new part, make good structure and finishes and remove waste and debris. | 107.9806
GA720359 |  | E | BOILER:RENEW PLUME MANAGEMENT KIT YR1 |  | 3 Star Gas - 1st Year Service Replacement Parts | Gas Heating Boiler Balanced/Conventional Flue | Replacement Plume Parts | IT | 146.0056 | Boiler:Renew or supply and install missing plume management kit to gas boiler, remove and fit new part, make good structure and finishes and remove waste and debris. | Boiler:Renew or supply and install missing plume management kit to gas boiler, remove and fit new part, make good structure and finishes and remove waste and debris. | 146.0056
GA720361 |  | E | BOILER:RENEW 45% PLUME ELBOW YR1 |  | 3 Star Gas - 1st Year Service Replacement Parts | Gas Heating Boiler Balanced/Conventional Flue | Replacement Plume Parts | IT | 54.6052 | Boiler:Renew or supply and install missing 45% plume elbow bend to gas boiler, remove and fit new part, make good structure and finishes and remove waste and debris. | Boiler:Renew or supply and install missing 45% plume elbow bend to gas boiler, remove and fit new part, make good structure and finishes and remove waste and debris. | 54.6052
GA720363 |  | E | BOILER:RENEW 90% PLUME ELBOW YR1 |  | 3 Star Gas - 1st Year Service Replacement Parts | Gas Heating Boiler Balanced/Conventional Flue | Replacement Plume Parts | IT | 87.5056 | Boiler:Renew or supply and install missing 90% plume elbow bend to gas boiler, remove and fit new part, make good structure and finishes and remove waste and debris. | Boiler:Renew or supply and install missing 90% plume elbow bend to gas boiler, remove and fit new part, make good structure and finishes and remove waste and debris. | 87.5056
GA720365 |  | E | BOILER:RENEW PLUME FLAT FLASHING KIT YR1 |  | 3 Star Gas - 1st Year Service Replacement Parts | Gas Heating Boiler Balanced/Conventional Flue | Replacement Plume Parts | IT | 99.2056 | Boiler:Renew or supply and install missing plume flat flashing kit to gas boiler, remove and fit new part, make good structure and finishes and remove waste and debris. | Boiler:Renew or supply and install missing plume flat flashing kit to gas boiler, remove and fit new part, make good structure and finishes and remove waste and debris. | 99.2056
GA720367 |  | E | BOILER:RENEW PLUME PITCHING FLASHING KIT YR1 |  | 3 Star Gas - 1st Year Service Replacement Parts | Gas Heating Boiler Balanced/Conventional Flue | Replacement Plume Parts | IT | 99.2056 | Boiler:Renew or supply and install missing plume pitching flashing kit to gas boiler, remove and fit new part, make good structure and finishes and remove waste and debris. | Boiler:Renew or supply and install missing plume pitching flashing kit to gas boiler, remove and fit new part, make good structure and finishes and remove waste and debris. | 99.2056
GA720401 | New v8 | R | BOILER:RENEW CONDENSATE SYPHON YR1 |  | 3 Star Gas - 1st Year Service Replacement Parts | Gas Heating Boiler Balanced/Conventional Flue | Replacement Condensate Parts | IT | 19.3371 | Boiler:Renew or supply and install defective or missing condensate syphon, including turn gas off/on, remove and fit new part, test and remove waste and debris. | Boiler:Renew or supply and install defective or missing condensate syphon, including turn gas off/on, remove and fit new part, test and remove waste and debris. | 19.3371
GA720403 |  | E | BOILER:RENEW CONDENSATE PUMP YR1 |  | 3 Star Gas - 1st Year Service Replacement Parts | Gas Heating Boiler Balanced/Conventional Flue | Replacement Condensate Parts | IT | 88.8117 | Boiler:Renew or supply and install defective or missing condensate pump, including turn gas off/on, remove and fit new part, test and remove waste and debris. | Boiler:Renew or supply and install defective or missing condensate pump, including turn gas off/on, remove and fit new part, test and remove waste and debris. | 88.8117
GA720405 |  | E | BOILER:RENEW CONDENSATE FILTER YR1 |  | 3 Star Gas - 1st Year Service Replacement Parts | Gas Heating Boiler Balanced/Conventional Flue | Replacement Condensate Parts | IT | 45.6387 | Boiler:Renew or supply and install defective or missing condensate syphon, including turn gas off/on, remove and fit new part, test and remove waste and debris. | Boiler:Renew or supply and install defective or missing condensate syphon, including turn gas off/on, remove and fit new part, test and remove waste and debris. | 45.6387
GA720501 |  | U | BOILER:RENEW ROOM THERMOSTAT - WIRELESS YR1 |  | 3 Star Gas - 1st Year Service Replacement Parts | Gas Heating Boiler Balanced/Conventional Flue | Boiler Controls | IT | 76.1172 | Boiler:Renew existing with wireless room thermostat to central heating system including make connections, make good finishes and test and remove waste and debris. | Boiler:Renew existing with wireless room thermostat to central heating system including make connections, make good finishes and test and remove waste and debris. | 76.1172
GA720503 |  | U | BOILER:RENEW PROGRAMMER - WIRELESS YR1 |  | 3 Star Gas - 1st Year Service Replacement Parts | Gas Heating Boiler Balanced/Conventional Flue | Boiler Controls | IT | 117.3109 | Boiler:Renew existing with wireless central heating programmer with microelectric time controller including make all connections and test and remove waste and debris. | Boiler:Renew existing with wireless central heating programmer with microelectric time controller including make all connections and test and remove waste and debris. | 117.3109
GA720505 | New v8 | R | BOILER:INSTALL EPH SERVICE INTERVAL TIMECLOCK |  | 3 Star Gas - 1st Year Service Replacement Parts | Gas Heating Boiler Balanced/Conventional Flue | Boiler Controls | IT | 67.5688 | Boiler:Supply and install EPH service interval 2 zone timeclock programmer including make all connections, and test and remove waste and debris. | Boiler:Supply and install EPH service interval 2 zone timeclock programmer including make all connections, and test and remove waste and debris. | 67.5688
GA720601 |  | U | DUCT:FORM PROPRIETARY FLUE ACCESS PANEL IN EXIST |  | 3 Star - Sundry Works | Sundry Works | Builders Work | IT | 99.3662 | Duct:Form proprietary access panel in existing duct casing, remove plywood casing as necessary, install flue duct hatch fixed with brass cups + screws all additional framing, make good decorations. | Duct:Form proprietary access panel in existing duct casing, remove plywood casing as necessary, supply and install proprietary flue duct hatch fixed with brass cups and screws including all additional framing and make good decorations to match existing and remove waste and debris. | 99.3662
GA720603 | New v8 | R | INSPECTION HATCH:RENEW FIRE RATED 300 X 300MM |  | 3 Star - Sundry Works | Sundry Works | Builders Work | IT | 82.6637 | Inspection Hatch:Remove existing and refix or renew with new approved 300mm x 300mm fire rated inspection hatch, make good, remove waste and debris. | Inspection Hatch:Remove existing and refix or renew with new approved 300mm x 300mm fire rated inspection hatch, make good, remove waste and debris. | 82.6637
GA720605 | New v8 | R | INSPECTION HATCH:RENEW NON FIRE RATED 150 X 300MM |  | 3 Star - Sundry Works | Sundry Works | Builders Work | IT | 50.3015 | Inspection Hatch:Remove existing and refix or renew with new approved 150mm x 300mm non fire rated inspection hatch, make good, remove waste and debris. | Inspection Hatch:Remove existing and refix or renew with new approved 150mm x 300mm non fire rated inspection hatch, make good, remove waste and debris. | 50.3015
GA720607 | New v8 | R | INSPECTION HATCH:RENEW NON FIRE RATED 300 X 300MM |  | 3 Star - Sundry Works | Sundry Works | Builders Work | IT | 68.7875 | Inspection Hatch:Remove existing and refix or renew with new approved 300mm x 300mm non fire rated inspection hatch, make good, remove waste and debris. | Inspection Hatch:Remove existing and refix or renew with new approved 300mm x 300mm non fire rated inspection hatch, make good, remove waste and debris. | 68.7875
GA720609 |  | U | PANEL:REMOVE AND REFIX FOR CLIENT INSPECTIONS |  | 3 Star - Sundry Works | Sundry Works | Builders Work | NO | 6.0596 | Panel:Remove all panels and duct covers for access to concealed sanitary fittings and pipework to facilitate repairs and renewals and later refix (only claimable uopn specific instruction of CR). | Panel:Remove all panels and duct covers for access to concealed sanitary fittings and pipework to determine and carry out repairs and renewals and later securely refix on completion (generally deemed included within schedule items - only allowable on the specific instruction of the Client Representative). | 6.0596
GA720701 |  | U | CONDENSATE SOAKAWAY:CONSTRUCT PROPRIETARY |  | 3 Star - Sundry Works | Sundry Works | Condensate soakaway | IT | 71.7383 | Condensate Soakaway:Excavate and install proprietary UPVc condensate soakaway ne 400mm deep, remove spoil, 10mm limestone chippings in 100mm bed, filling to soakaway unit and surrounding unit. | Condensate Soakaway:Excavate for proprietary UPVc condensate soakaway in accordance with manufacturer's technical data sheet ne 400mm deep, remove spoil, lay 100mm bed of 10mm limestone chippings install soakaway unit, fill soakaway unit with 10mm limestone chippings and surround unit with 10mm limestone chippings. | 71.7383
GA720901 |  | U | CYLINDER:RENEW 18 LITRE EXPANSION VESSEL |  | Mechanical Services | Hot Water Cylinders | Unvented Cylinder Repairs | IT | 152.9979 | Cylinder:Renew or supply and install defective or missing 18 litre expansion vessel to unvented cylinder, including turn water etc off/on, remove and fit new part, test and remove waste and debris. | Cylinder:Renew or supply and install defective or missing 18 litre expansion vessel to unvented cylinder, including turn water etc off/on, remove and fit new part, test and remove waste and debris. | 152.9979
GA720903 |  | U | CYLINDER:RENEW 25 LITRE EXPANSION VESSEL |  | Mechanical Services | Hot Water Cylinders | Unvented Cylinder Repairs | IT | 156.777 | Cylinder:Renew or supply and install defective or missing 25 litre expansion vessel to unvented cylinder, including turn water etc off/on, remove and fit new part, test and remove waste and debris. | Cylinder:Renew or supply and install defective or missing 25 litre expansion vessel to unvented cylinder, including turn water etc off/on, remove and fit new part, test and remove waste and debris. | 156.777
GA720905 |  | U | CYLINDER:RENEW 12 LITRE EXPANSION VESSEL POTABLE |  | Mechanical Services | Hot Water Cylinders | Unvented Cylinder Repairs | IT | 70.6416 | Cylinder:Renew or supply and install defective or missing 12 litre replaceable membrane potable water expansion vessel to unvented cylinder, turn water etc off/on, test, remove waste and debris. | Cylinder:Renew or supply and install defective or missing 12 litre replaceable membrane potable water expansion vessel to unvented cylinder, including turn water etc off/on, remove and fit new part, test and remove waste and debris. | 70.6416
GA720907 |  | U | CYLINDER:RENEW PRESSURE + TEMPERATURE RELIEF VALVE |  | Mechanical Services | Hot Water Cylinders | Unvented Cylinder Repairs | IT | 67.0614 | Cylinder:Renew or supply and install defective or missing 7 bar temperature and pressure relief valve to unvented cylinder, including turn water etc off/on, test, remove waste and debris. | Cylinder:Renew or supply and install defective or missing 7 bar temperature and pressure relief valve to unvented cylinder, including turn water etc. off/on, remove and fit new part, test and remove waste and debris. | 67.0614
GA720909 |  | U | CYLINDER:RENEW MULTIFUNCTION VALVE |  | Mechanical Services | Hot Water Cylinders | Unvented Cylinder Repairs | IT | 159.5967 | Cylinder:Renew or supply and install defective or missing 3.5 bar pressure reducing and 6 bar relief valve to unvented cylinder, including turn water etc off/on, test, remove waste and debris. | Cylinder:Renew or supply and install defective or missing 3.5 bar pressure reducing and 6 bar relief valve to unvented cylinder, including turn water etc off/on, remove and fit new part, test and remove waste and debris. | 159.5967
GA720911 |  | U | CYLINDER:RENEW EXPANSION RELIEF MANIFOLD VALVE |  | Mechanical Services | Hot Water Cylinders | Unvented Cylinder Repairs | IT | 65.868 | Cylinder:Renew or supply and install defective or missing 6 bar pressure relief expansion manifold valve to unvented cylinder, including turn water etc off/on, test, remove waste and debris. | Cylinder:Renew or supply and install defective or missing 6 bar pressure relief expansion manifold valve to unvented cylinder, including turn water etc off/on, remove and fit new part, test and remove waste and debris. | 65.868
GA720913 |  | U | CYLINDER:RENEW PRESSURE 3 PORT REDUCING VALVE |  | Mechanical Services | Hot Water Cylinders | Unvented Cylinder Repairs | IT | 100.9446 | Cylinder:Renew or supply and install defective or missing 3 port preset 3.5 bar pressure reducing valve to unvented cylinder, including turn water etc off/on, test, remove waste and debris. | Cylinder:Renew or supply and install defective or missing 3 port preset 3.5 bar pressure reducing valve to unvented cylinder, including turn water etc off/on, remove and fit new part, test and remove waste and debris. | 100.9446
GA720915 |  | U | CYLINDER:RENEW TUNDISH |  | Mechanical Services | Hot Water Cylinders | Unvented Cylinder Repairs | IT | 32.1369 | Cylinder:Renew or supply and install defective or missing 14mm x 22mm straight plastic tundish to unvented cylinder, including turn water etc off/on, test, remove waste and debris. | Cylinder:Renew or supply and install defective or missing 14mm x 22mm straight plastic tundish to unvented cylinder, including turn water etc off/on, remove and fit new part, test and remove waste and debris. | 32.1369
GA720917 |  | U | CYLINDER:RENEW 3KW HEATING ELEMENT |  | Mechanical Services | Hot Water Cylinders | Unvented Cylinder Repairs | IT | 38.1975 | Cylinder:Renew or supply and install defective or missing 3kw heating element to unvented cylinder, including turn water etc off/on, remove and fit new part, test and remove waste and debris. | Cylinder:Renew or supply and install defective or missing 3kw heating element to unvented cylinder, including turn water etc off/on, remove and fit new part, test and remove waste and debris. | 38.1975
GA720919 |  | U | CYLINDER:RENEW 3 KW IMMERSION ELEMENT KIT |  | Mechanical Services | Hot Water Cylinders | Unvented Cylinder Repairs | IT | 70.9224 | Cylinder:Renew or supply and install defective or missing 3kw immersion element kit with 11" thermostat to unvented cylinder, including turn water etc off/on, test, remove waste and debris. | Cylinder:Renew or supply and install defective or missing 3kw immersion element kit with 11" thermostat to unvented cylinder, including turn water etc off/on, remove and fit new part, test and remove waste and debris. | 70.9224
GA720921 |  | U | CYLINDER:RENEW 11" THERMOSTAT |  | Mechanical Services | Hot Water Cylinders | Unvented Cylinder Repairs | IT | 32.4294 | Cylinder:Renew or supply and install defective or missing 11" thermostat to unvented cylinder, including turn water etc off/on, remove and fit new part, test and remove waste and debris. | Cylinder:Renew or supply and install defective or missing 11" thermostat to unvented cylinder, including turn water etc off/on, remove and fit new part, test and remove waste and debris. | 32.4294
GA720923 |  | U | CYLINDER:RENEW PRESSURE REDUCING VALVE CARTRIDGE |  | Mechanical Services | Hot Water Cylinders | Unvented Cylinder Repairs | IT | 37.5072 | Cylinder:Renew or supply and install defective or missing cartridge to 3.5bar pressure relieving or pressure reducing valve to unvented cylinder, turn water etc off/on, test, remove waste and debris. | Cylinder:Renew or supply and install defective or missing cartridge to 3.5bar pressure relieving or pressure reducing valve to unvented cylinder, including turn water etc off/on, remove and fit new part, test and remove waste and debris. | 37.5072
GA720925 |  | U | CYLINDER:RENEW PRESSURE RELIEF VALVE CARTRIDGE |  | Mechanical Services | Hot Water Cylinders | Unvented Cylinder Repairs | IT | 41.1576 | Cylinder:Renew or supply and install defective or missing cartridge to 6bar pressure relief expansion valve to unvented cylinder, including turn water etc off/on, test, remove waste and debris. | Cylinder:Renew or supply and install defective or missing cartridge to 6bar pressure relief expansion valve to unvented cylinder, including turn water etc off/on, remove and fit new part, test and remove waste and debris. | 41.1576
GA720927 |  | U | CYLINDER:RENEW ELECTRODE ANODE |  | Mechanical Services | Hot Water Cylinders | Unvented Cylinder Repairs | IT | 47.2299 | Cylinder:Renew or supply and install defective or missing titanium electrode anode to unvented cylinder, including turn water etc off/on, remove and fit new part, test and remove waste and debris. | Cylinder:Renew or supply and install defective or missing titanium electrode anode to unvented cylinder, including turn water etc off/on, remove and fit new part, test and remove waste and debris. | 47.2299
GA721001 |  | U | FIRE:REFIX LOOSE GAS FIRE |  | 3 Star - Gas Point, Water + Space Heat Appliances | Gas Point Water and Space Heating Appliances | Gas Fires | NO | 23.7246 | Fire:Remove if required and refix loose gas fire including turn supply off/on, remake joints to supply and flue, check operation, test and leave in working order. | Fire:Remove if required and refix any type of loose gas fire including turn supply off/on, secure fitting including any plugging, remake joints to supply and flue, check operation, test and leave in working order and remove waste and debris. | 23.7246
GA721003 |  | U | FIRE:RENEW GAS FIRE |  | 3 Star - Gas Point, Water + Space Heat Appliances | Gas Point Water and Space Heating Appliances | Gas Fires | IT | 865.6362 | Fire:Renew focal gas fire complete [PC Sum for supply £650], turn off/on supply, remove existing fire, inspect and connect flue plate, fix new fire, reconnect supply, adapt opening, test, make good. | Fire:Renew with focal gas fire, complete with hearth and mantle [PC Sum for supply and delivery to site £650.00 excluding VAT] including turn off supply and remove existing fire, inspect and connect flue plate, supply and fix new fire, reconnect supply and adapt opening if required and test, make good plaster and skirting if necessary and remove waste and debris. | 865.6362
GA721004 |  | U | FIRE:RENEW GAS FIRE WITH BACKBOILER |  | 3 Star - Gas Point, Water + Space Heat Appliances | Gas Point Water and Space Heating Appliances | Gas Fires | IT | 1189.9733 | Fire:Renew gas fire, backboiler [PC Sum for supply £900], turn off/on supplies, drain down/refill, renew fire, backboiler, inspect, connect flue plate, reconnect, adapt, test, inhibitor, make good. | Fire:Renew gas fire and backboiler max 55000 BTU/hr [PC Sum for supply and delivery to site £900.00 excluding VAT] including isolate supplies, drain down and remove existing fire and backboiler, inspect and connect flue plate, fix new fire and backboiler, adjust pipework, connect to supply including adapt opening if required, refill including corrosion inhibiter, test, remake all electrical connections, make good plaster, skirting and decorations, fire and boiler to be installed in accordance with manufacturers technical data sheet and left in working order, and remove waste and debris. | 1189.9733
GA721005 |  | U | FIRE:RENEW BALANCED FLUE GAS FIRE |  | 3 Star - Gas Point, Water + Space Heat Appliances | Gas Point Water and Space Heating Appliances | Gas Fires | IT | 671.4733 | Fire:Renew balanced flue focal gas fire [PC Sum for supply £475], turn off/on supply, remove existing fire, inspect and connect flue plate, fix new fire, adapt opening and test, make good. | Fire:Renew balanced flue gas fire [PC Sum for supply and delivery to site £475.00 excluding VAT] including turn off supply and remove existing fire, supply and fix new fire, reconnect supply including adapt opening if required and test, make good plaster, skirting and decorations and external structure and finishes and remove waste and debris. | 671.4733
GA721007 |  | U | FIRE:SUPPLY AND FIX NEW GAS FIRE |  | 3 Star - Gas Point, Water + Space Heat Appliances | Gas Point Water and Space Heating Appliances | Gas Fires | IT | 897.8646 | Fire:Supply and fix new gas fire [PC Sum of £650], inspect and connect flue plate, connect supply to nearest suitable point, adapt opening as necessary, test, make good plaster, skirting, decorations. | Fire:Supply and fix new gas fire [PC Sum for supply and delivery to site £650.00 excluding VAT], inspect and connect flue plate, fix fire, connect to supply to nearest suitable point, adapt opening as necessary and test, make good plaster, skirting if necessary and make good decorations and remove waste and debris. | 897.8646
GA721009 |  | U | FIRE:SUPPLY AND FIX NEW BALANCED FLUE GAS FIRE |  | 3 Star - Gas Point, Water + Space Heat Appliances | Gas Point Water and Space Heating Appliances | Gas Fires | IT | 710.1473 | Fire:Supply and fix new balanced flue gas fire [PC Sum of £475], inspect and connect flue plate, fix fire, connect to supply to nearest suitable point, adapt opening as necessary, test, make good. | Fire:Supply and fix new balanced flue gas fire [PC Sum for supply and delivery to site £475.00 excluding VAT] including remove any existing fire, cut/form opening for balanced flue, fix fire including connect to nearest point and test, remove waste and debris, make good plaster, skirting and decorations internally and structure and finishes externally and remove waste and debris. | 710.1473
GA721011 |  | U | FIRE:RENEW RADIANTS TO GAS FIRE |  | 3 Star - Gas Point, Water + Space Heat Appliances | Gas Point Water and Space Heating Appliances | Gas Fires | IT | 60.8039 | Fire:Renew radiants to any type of gas fire including dismantle as necessary, install new radiants to suit and reassemble and test on completion and remove waste and debris. | Fire:Renew radiants to any type of gas fire including dismantle as necessary, install new radiants to suit and reassemble and test on completion and remove waste and debris. | 60.8039
GA723101 |  | U | DWELLING:ADDITIONAL MAKE GOOD NEW BOILER LOCATION |  | 3 Star - Sundry Works | Sundry Works | Additional Builders Work | IT | 181.8025 | Dwelling:Additional making good if new boiler islocated in new position, infill balanced flue openings, build up backboiler openings, decorate to match, or provide decorating voucher, remove debris. | Dwelling:Additional making good if new boiler is not located in same position as original heating source, all balanced flue openings to be infilled with brickwork cut, toothed and bonded to match existing on external face, and plastered internally in making good, all backboiler openings to be blocked up with blockwork cut, toothed and bonded, opening for and including air vent, and plastered in making good, supply and fix new skirting decorated to match existing, and redecorate walls as appropriate or supply tenant with decorating voucher, and remove waste and debris. | 181.8025
GA723801 | New v8 | R | COMMERCIAL BOILER:RENEW FLOOR MOUNTED UP TO 80KW |  | Commercial/Communal Boilers | Commercial/Communal Boiler - Renewals | Floor Mounted Boilers | NO | 5697.3972 | Commercial Boiler:Supply and fit or renew any type with gas fired floor standing commercial boiler ne 80KW in original position in boiler room, builders work, adjust pipework, all connections, test. | Commercial Boiler:Supply and fit or renew any type with gas fired floor standing condensing commercial boiler up to 80KW including isolate supplies, drain down and remove existing boiler, supply and fix new boiler in original position in boiler room [PC Sum for supply and delivery to site £4,220 excluding VAT], reform flue opening including all additional builders work, adjust gas, supply and flow and return pipework and connect to supplies, refill including corrosion inhibitor and test, remake all electrical connections including bonding, data connections to building management system, make good all finishes, and remove waste and debris. Boiler to be installed and commissioned in accordance with manufacturers instructions and left in full working order and commissioning certificate to be supplied to client. | 5697.3972
GA723803 | New v8 | R | COMMERCIAL BOILER:RENEW FLOOR MOUNTED UP TO 110KW |  | Commercial/Communal Boilers | Commercial/Communal Boiler - Renewals | Floor Mounted Boilers | NO | 6171.2392 | Commercial Boiler:Supply and fit or renew any type with gas fired floor standing commercial boiler ne 110KW in original position in boiler room, builders work, adjust pipework, all connections, test. | Commercial Boiler:Supply and fit or renew any type with gas fired floor standing condensing commercial boiler over 80KW and ne 110KW including isolate supplies, drain down and remove existing boiler, supply and fix new boiler in original position in boiler room [PC Sum for supply and delivery to site £4,510 excluding VAT], reform flue opening including all additional builders work, adjust gas, supply and flow and return pipework and connect to supplies, refill including corrosion inhibitor and test, remake all electrical connections including bonding, data connections to building management system, make good all finishes, and remove waste and debris. Boiler to be installed and commissioned in accordance with manufacturers instructions and left in full working order and commissioning certificate to be supplied to client. | 6171.2392
GA723805 | New v8 | R | COMMERCIAL BOILER:RENEW FLOOR MOUNTED UP TO 120KW |  | Commercial/Communal Boilers | Commercial/Communal Boiler - Renewals | Floor Mounted Boilers | NO | 7939.3455 | Commercial Boiler:Supply and fit or renew any type with gas fired floor standing commercial boiler ne 120KW in original position in boiler room, builders work, adjust pipework, all connections, test. | Commercial Boiler:Supply and fit or renew any type with gas fired floor standing condensing commercial boiler over 110KW and ne 120KW including isolate supplies, drain down and remove existing boiler, supply and fix new boiler in original position in boiler room [PC Sum for supply and delivery to site £5,860 excluding VAT], reform flue opening including all additional builders work, adjust gas, supply and flow and return pipework and connect to supplies, refill including corrosion inhibitor and test, remake all electrical connections including bonding, data connections to building management system, make good all finishes, and remove waste and debris. Boiler to be installed and commissioned in accordance with manufacturers instructions and left in full working order and commissioning certificate to be supplied to client. | 7939.3455
GA723807 | New v8 | R | COMMERCIAL BOILER:RENEW FLOOR MOUNTED UP TO 130KW |  | Commercial/Communal Boilers | Commercial/Communal Boiler - Renewals | Floor Mounted Boilers | NO | 9200.3325 | Commercial Boiler:Supply and fit or renew any type with gas fired floor standing commercial boiler ne 130KW in original position in boiler room, builders work, adjust pipework, all connections, test. | Commercial Boiler:Supply and fit or renew any type with gas fired floor standing condensing commercial boiler over 120KW and ne 130KW including isolate supplies, drain down and remove existing boiler, supply and fix new boiler in original position in boiler room [PC Sum for supply and delivery to site £6,835 excluding VAT], reform flue opening including all additional builders work, adjust gas, supply and flow and return pipework and connect to supplies, refill including corrosion inhibitor and test, remake all electrical connections including bonding, data connections to building management system, make good all finishes, and remove waste and debris. Boiler to be installed and commissioned in accordance with manufacturers instructions and left in full working order and commissioning certificate to be supplied to client. | 9200.3325
GA723809 | New v8 | R | COMMERCIAL BOILER:RENEW FLOOR MOUNTED UP TO 150KW |  | Commercial/Communal Boilers | Commercial/Communal Boiler - Renewals | Floor Mounted Boilers | NO | 9646.6905 | Commercial Boiler:Supply and fit or renew any type with gas fired floor standing commercial boiler ne 150KW in original position in boiler room, builders work, adjust pipework, all connections, test. | Commercial Boiler:Supply and fit or renew any type with gas fired floor standing condensing commercial boiler over 130KW and ne 150KW including isolate supplies, drain down and remove existing boiler, supply and fix new boiler in original position in boiler room [PC Sum for supply and delivery to site £7,165 excluding VAT], reform flue opening including all additional builders work, adjust gas, supply and flow and return pipework and connect to supplies, refill including corrosion inhibitor and test, remake all electrical connections including bonding, data connections to building management system, make good all finishes, and remove waste and debris. Boiler to be installed and commissioned in accordance with manufacturers instructions and left in full working order and commissioning certificate to be supplied to client. | 9646.6905
GA723811 | New v8 | R | COMMERCIAL BOILER:RENEW FLOOR MOUNTED UP TO 170KW |  | Commercial/Communal Boilers | Commercial/Communal Boiler - Renewals | Floor Mounted Boilers | NO | 10180.7424 | Commercial Boiler:Supply and fit or renew any type with gas fired floor standing commercial boiler ne 170KW in original position in boiler room, builders work, adjust pipework, all connections, test. | Commercial Boiler:Supply and fit or renew any type with gas fired floor standing condensing commercial boiler over 150KW and ne 170KW including isolate supplies, drain down and remove existing boiler, supply and fix new boiler in original position in boiler room [PC Sum for supply and delivery to site £7,525 excluding VAT], reform flue opening including all additional builders work, adjust gas, supply and flow and return pipework and connect to supplies, refill including corrosion inhibitor and test, remake all electrical connections including bonding, data connections to building management system, make good all finishes, and remove waste and debris. Boiler to be installed and commissioned in accordance with manufacturers instructions and left in full working order and commissioning certificate to be supplied to client. | 10180.7424
GA723813 | New v8 | R | COMMERCIAL BOILER:RENEW FLOOR MOUNTED UP TO 200KW |  | Commercial/Communal Boilers | Commercial/Communal Boiler - Renewals | Floor Mounted Boilers | NO | 10804.0004 | Commercial Boiler:Supply and fit or renew any type with gas fired floor standing commercial boiler ne 2000KW in original position in boiler room, builders work, adjust pipework, all connections, test. | Commercial Boiler:Supply and fit or renew any type with gas fired floor standing condensing commercial boiler over 170KW and ne 200KW including isolate supplies, drain down and remove existing boiler, supply and fix new boiler in original position in boiler room [PC Sum for supply and delivery to site £8,000 excluding VAT], reform flue opening including all additional builders work, adjust gas, supply and flow and return pipework and connect to supplies, refill including corrosion inhibitor and test, remake all electrical connections including bonding, data connections to building management system, make good all finishes, and remove waste and debris. Boiler to be installed and commissioned in accordance with manufacturers instructions and left in full working order and commissioning certificate to be supplied to client. | 10804.0004
GA723815 | New v8 | R | COMMERCIAL BOILER:RENEW FLOOR MOUNTED UP TO 240KW |  | Commercial/Communal Boilers | Commercial/Communal Boiler - Renewals | Floor Mounted Boilers | NO | 11469.9467 | Commercial Boiler:Supply and fit or renew any type with gas fired floor standing commercial boiler ne 240KW in original position in boiler room, builders work, adjust pipework, all connections, test. | Commercial Boiler:Supply and fit or renew any type with gas fired floor standing condensing commercial boiler over 200KW and ne 240KW including isolate supplies, drain down and remove existing boiler, supply and fix new boiler in original position in boiler room [PC Sum for supply and delivery to site £8,510 excluding VAT], reform flue opening including all additional builders work, adjust gas, supply and flow and return pipework and connect to supplies, refill including corrosion inhibitor and test, remake all electrical connections including bonding, data connections to building management system, make good all finishes, and remove waste and debris. Boiler to be installed and commissioned in accordance with manufacturers instructions and left in full working order and commissioning certificate to be supplied to client. | 11469.9467
GA723817 | New v8 | R | COMMERCIAL BOILER:RENEW FLOOR MOUNTED UP TO 280KW |  | Commercial/Communal Boilers | Commercial/Communal Boiler - Renewals | Floor Mounted Boilers | NO | 12386.0047 | Commercial Boiler:Supply and fit or renew any type with gas fired floor standing commercial boiler ne 280KW in original position in boiler room, builders work, adjust pipework, all connections, test. | Commercial Boiler:Supply and fit or renew any type with gas fired floor standing condensing commercial boiler over 240KW and ne 280KW including isolate supplies, drain down and remove existing boiler, supply and fix new boiler in original position in boiler room [PC Sum for supply and delivery to site £9,225 excluding VAT], reform flue opening including all additional builders work, adjust gas, supply and flow and return pipework and connect to supplies, refill including corrosion inhibitor and test, remake all electrical connections including bonding, data connections to building management system, make good all finishes, and remove waste and debris. Boiler to be installed and commissioned in accordance with manufacturers instructions and left in full working order and commissioning certificate to be supplied to client. | 12386.0047
GA723819 | New v8 | R | COMMERCIAL BOILER:RENEW FLOOR MOUNTED UP TO 340KW |  | Commercial/Communal Boilers | Commercial/Communal Boiler - Renewals | Floor Mounted Boilers | NO | 20304.851 | Commercial Boiler:Supply and fit or renew any type with gas fired floor standing commercial boiler ne 340KW in original position in boiler room, builders work, adjust pipework, all connections, test. | Commercial Boiler:Supply and fit or renew any type with gas fired floor standing condensing commercial boiler over 280KW and ne 340KW including isolate supplies, drain down and remove existing boiler, supply and fix new boiler in original position in boiler room [PC Sum for supply and delivery to site £15,680 excluding VAT], reform flue opening including all additional builders work, adjust gas, supply and flow and return pipework and connect to supplies, refill including corrosion inhibitor and test, remake all electrical connections including bonding, data connections to building management system, make good all finishes, and remove waste and debris. Boiler to be installed and commissioned in accordance with manufacturers instructions and left in full working order and commissioning certificate to be supplied to client. | 20304.851
GA723821 | New v8 | R | COMMERCIAL BOILER:RENEW FLOOR MOUNTED UP TO 420KW |  | Commercial/Communal Boilers | Commercial/Communal Boiler - Renewals | Floor Mounted Boilers | NO | 22398.794 | Commercial Boiler:Supply and fit or renew any type with gas fired floor standing commercial boiler ne 420KW in original position in boiler room, builders work, adjust pipework, all connections, test. | Commercial Boiler:Supply and fit or renew any type with gas fired floor standing condensing commercial boiler over 340KW and ne 420KW including isolate supplies, drain down and remove existing boiler, supply and fix new boiler in original position in boiler room [PC Sum for supply and delivery to site £17,360 excluding VAT], reform flue opening including all additional builders work, adjust gas, supply and flow and return pipework and connect to supplies, refill including corrosion inhibitor and test, remake all electrical connections including bonding, data connections to building management system, make good all finishes, and remove waste and debris. Boiler to be installed and commissioned in accordance with manufacturers instructions and left in full working order and commissioning certificate to be supplied to client. | 22398.794
GA723823 | New v8 | R | COMMERCIAL BOILER:RENEW FLOOR MOUNTED UP TO 500KW |  | Commercial/Communal Boilers | Commercial/Communal Boiler - Renewals | Floor Mounted Boilers | NO | 24833.7403 | Commercial Boiler:Supply and fit or renew any type with gas fired floor standing commercial boiler ne 500KW in original position in boiler room, builders work, adjust pipework, all connections, test. | Commercial Boiler:Supply and fit or renew any type with gas fired floor standing condensing commercial boiler over 420KW and ne 500KW including isolate supplies, drain down and remove existing boiler, supply and fix new boiler in original position in boiler room [PC Sum for supply and delivery to site £19,320 excluding VAT], reform flue opening including all additional builders work, adjust gas, supply and flow and return pipework and connect to supplies, refill including corrosion inhibitor and test, remake all electrical connections including bonding, data connections to building management system, make good all finishes, and remove waste and debris. Boiler to be installed and commissioned in accordance with manufacturers instructions and left in full working order and commissioning certificate to be supplied to client. | 24833.7403
GA723825 | New v8 | R | COMMERCIAL BOILER:RENEW FLOOR MOUNTED UP TO 580KW |  | Commercial/Communal Boilers | Commercial/Communal Boiler - Renewals | Floor Mounted Boilers | NO | 26219.4983 | Commercial Boiler:Supply and fit or renew any type with gas fired floor standing commercial boiler ne 580KW in original position in boiler room, builders work, adjust pipework, all connections, test. | Commercial Boiler:Supply and fit or renew any type with gas fired floor standing condensing commercial boiler over 500KW and ne 580KW including isolate supplies, drain down and remove existing boiler, supply and fix new boiler in original position in boiler room [PC Sum for supply and delivery to site £20,420 excluding VAT], reform flue opening including all additional builders work, adjust gas, supply and flow and return pipework and connect to supplies, refill including corrosion inhibitor and test, remake all electrical connections including bonding, data connections to building management system, make good all finishes, and remove waste and debris. Boiler to be installed and commissioned in accordance with manufacturers instructions and left in full working order and commissioning certificate to be supplied to client. | 26219.4983
GA723827 | New v8 | R | COMMERCIAL BOILER:RENEW FLOOR MOUNTED UP TO 660KW |  | Commercial/Communal Boilers | Commercial/Communal Boiler - Renewals | Floor Mounted Boilers | NO | 28752.0446 | Commercial Boiler:Supply and fit or renew any type with gas fired floor standing commercial boiler ne 660KW in original position in boiler room, builders work, adjust pipework, all connections, test. | Commercial Boiler:Supply and fit or renew any type with gas fired floor standing condensing commercial boiler over 580KW and ne 660KW including isolate supplies, drain down and remove existing boiler, supply and fix new boiler in original position in boiler room [PC Sum for supply and delivery to site £22,460 excluding VAT], reform flue opening including all additional builders work, adjust gas, supply and flow and return pipework and connect to supplies, refill including corrosion inhibitor and test, remake all electrical connections including bonding, data connections to building management system, make good all finishes, and remove waste and debris. Boiler to be installed and commissioned in accordance with manufacturers instructions and left in full working order and commissioning certificate to be supplied to client. | 28752.0446
GA723829 | New v8 | R | COMMERCIAL BOILER:RENEW FLOOR MOUNTED UP TO 750KW |  | Commercial/Communal Boilers | Commercial/Communal Boiler - Renewals | Floor Mounted Boilers | NO | 38330.1026 | Commercial Boiler:Supply and fit or renew any type with gas fired floor standing commercial boiler ne 750KW in original position in boiler room, builders work, adjust pipework, all connections, test. | Commercial Boiler:Supply and fit or renew any type with gas fired floor standing condensing commercial boiler over 660KW and ne 750KW including isolate supplies, drain down and remove existing boiler, supply and fix new boiler in original position in boiler room [PC Sum for supply and delivery to site £30,275 excluding VAT], reform flue opening including all additional builders work, adjust gas, supply and flow and return pipework and connect to supplies, refill including corrosion inhibitor and test, remake all electrical connections including bonding, data connections to building management system, make good all finishes, and remove waste and debris. Boiler to be installed and commissioned in accordance with manufacturers instructions and left in full working order and commissioning certificate to be supplied to client. | 38330.1026
GA723831 | New v8 | R | COMMERCIAL BOILER:RENEW FLOOR MOUNTED UP TO 860KW |  | Commercial/Communal Boilers | Commercial/Communal Boiler - Renewals | Floor Mounted Boilers | NO | 42294.1971 | Commercial Boiler:Supply and fit or renew any type with gas fired floor standing commercial boiler ne 860KW in original position in boiler room, builders work, adjust pipework, all connections, test. | Commercial Boiler:Supply and fit or renew any type with gas fired floor standing condensing commercial boiler over 750KW and ne 860KW including isolate supplies, drain down and remove existing boiler, supply and fix new boiler in original position in boiler room [PC Sum for supply and delivery to site £33,425 excluding VAT], reform flue opening including all additional builders work, adjust gas, supply and flow and return pipework and connect to supplies, refill including corrosion inhibitor and test, remake all electrical connections including bonding, data connections to building management system, make good all finishes, and remove waste and debris. Boiler to be installed and commissioned in accordance with manufacturers instructions and left in full working order and commissioning certificate to be supplied to client. | 42294.1971
GA723833 | New v8 | R | COMMERCIAL BOILER:RENEW FLOOR MOUNTED UP TO 1000KW |  | Commercial/Communal Boilers | Commercial/Communal Boiler - Renewals | Floor Mounted Boilers | NO | 47126.9405 | Commercial Boiler:Supply and fit or renew any type with gas fired floor standing commercial boiler ne 1000KW in original position in boiler room, builders work, adjust pipework, all connections, test. | Commercial Boiler:Supply and fit or renew any type with gas fired floor standing condensing commercial boiler over 860KW and ne 1000KW including isolate supplies, drain down and remove existing boiler, supply and fix new boiler in original position in boiler room [PC Sum for supply and delivery to site £37,275 excluding VAT], reform flue opening including all additional builders work, adjust gas, supply and flow and return pipework and connect to supplies, refill including corrosion inhibitor and test, remake all electrical connections including bonding, data connections to building management system, make good all finishes, and remove waste and debris. Boiler to be installed and commissioned in accordance with manufacturers instructions and left in full working order and commissioning certificate to be supplied to client. | 47126.9405
GA723835 | New v8 | R | COMMERCIAL BOILER:RENEW FLOOR MOUNTED UP TO 1150KW |  | Commercial/Communal Boilers | Commercial/Communal Boiler - Renewals | Floor Mounted Boilers | NO | 49354.4868 | Commercial Boiler:Supply and fit or renew any type with gas fired floor standing commercial boiler ne 1150KW in original position in boiler room, builders work, adjust pipework, all connections, test. | Commercial Boiler:Supply and fit or renew any type with gas fired floor standing condensing commercial boiler over 1000KW and ne 1150KW including isolate supplies, drain down and remove existing boiler, supply and fix new boiler in original position in boiler room [PC Sum for supply and delivery to site £39,065 excluding VAT], reform flue opening including all additional builders work, adjust gas, supply and flow and return pipework and connect to supplies, refill including corrosion inhibitor and test, remake all electrical connections including bonding, data connections to building management system, make good all finishes, and remove waste and debris. Boiler to be installed and commissioned in accordance with manufacturers instructions and left in full working order and commissioning certificate to be supplied to client. | 49354.4868
GA723837 | New v8 | R | COMMERCIAL BOILER:RENEW FLOOR MOUNTED UP TO 1300KW |  | Commercial/Communal Boilers | Commercial/Communal Boiler - Renewals | Floor Mounted Boilers | NO | 55258.3931 | Commercial Boiler:Supply and fit or renew any type with gas fired floor standing commercial boiler ne1300KW in original position in boiler room, builders work, adjust pipework, all connections, test. | Commercial Boiler:Supply and fit or renew any type with gas fired floor standing condensing commercial boiler over 1150KW and ne 1300KW including isolate supplies, drain down and remove existing boiler, supply and fix new boiler in original position in boiler room [PC Sum for supply and delivery to site £43,805 excluding VAT], reform flue opening including all additional builders work, adjust gas, supply and flow and return pipework and connect to supplies, refill including corrosion inhibitor and test, remake all electrical connections including bonding, data connections to building management system, make good all finishes, and remove waste and debris. Boiler to be installed and commissioned in accordance with manufacturers instructions and left in full working order and commissioning certificate to be supplied to client. | 55258.3931
GA723901 | New v8 | R | COMMERCIAL BOILER:RENEW WALL MOUNTED UP TO 50KW |  | Commercial/Communal Boilers | Commercial/Communal Boiler - Renewals | Wall Mounted Boilers | NO | 3490.6864 | Commercial Boiler:Supply and fit or renew any type with gas fired wall mounted condensing commercial boiler ne 50KW in original position in boiler room, builders work, pipework, connections, test. | Commercial Boiler:Supply and fit or renew any type with gas fired wall mounted condensing commercial boiler up to 50KW including mounting jig, isolate supplies, drain down and remove existing boiler, supply and fix new boiler in original position in boiler room [PC Sum for supply and delivery to site £2,515 excluding VAT], reform flue opening including all additional builders work, adjust gas, supply and flow and return pipework and connect to supplies, refill including corrosion inhibitor and test, remake all electrical connections including bonding, data connections to building management system, make good all finishes, and remove waste and debris. Boiler to be installed and commissioned in accordance with manufacturers instructions and left in full working order and commissioning certificate to be supplied to client. | 3490.6864
GA723903 | New v8 | R | COMMERCIAL BOILER:RENEW WALL MOUNTED UP TO 80KW |  | Commercial/Communal Boilers | Commercial/Communal Boiler - Renewals | Wall Mounted Boilers | NO | 4490.5212 | Commercial Boiler:Supply and fit or renew any type with gas fired wall mounted condensing commercial boiler ne 80KW in original position in boiler room, builders work, pipework, connections, test. | Commercial Boiler:Supply and fit or renew any type with gas fired wall mounted condensing commercial boiler over 50KW and ne 80KW including mounting jig, isolate supplies, drain down and remove existing boiler, supply and fix new boiler in original position in boiler room [PC Sum for supply and delivery to site £3,290 excluding VAT], reform flue opening including all additional builders work, adjust gas, supply and flow and return pipework and connect to supplies, refill including corrosion inhibitor and test, remake all electrical connections including bonding, data connections to building management system, make good all finishes, and remove waste and debris. Boiler to be installed and commissioned in accordance with manufacturers instructions and left in full working order and commissioning certificate to be supplied to client. | 4490.5212
GA723905 | New v8 | R | COMMERCIAL BOILER:RENEW WALL MOUNTED UP TO 100KW |  | Commercial/Communal Boilers | Commercial/Communal Boiler - Renewals | Wall Mounted Boilers | NO | 5330.3749 | Commercial Boiler:Supply and fit or renew any type with gas fired wall mounted condensing commercial boiler ne 100KW in original position in boiler room, builders work, pipework, connections, test. | Commercial Boiler:Supply and fit or renew any type with gas fired wall mounted condensing commercial boiler over 80KW and ne 100KW including mounting jig, isolate supplies, drain down and remove existing boiler, supply and fix new boiler in original position in boiler room [PC Sum for supply and delivery to site £3,880 excluding VAT], reform flue opening including all additional builders work, adjust gas, supply and flow and return pipework and connect to supplies, refill including corrosion inhibitor and test, remake all electrical connections including bonding, data connections to building management system, make good all finishes, and remove waste and debris. Boiler to be installed and commissioned in accordance with manufacturers instructions and left in full working order and commissioning certificate to be supplied to client. | 5330.3749
GA723907 | New v8 | R | COMMERCIAL BOILER:RENEW WALL MOUNTED UP TO 120KW |  | Commercial/Communal Boilers | Commercial/Communal Boiler - Renewals | Wall Mounted Boilers | NO | 6380.6212 | Commercial Boiler:Supply and fit or renew any type with gas fired wall mounted condensing commercial boiler ne 120KW in original position in boiler room, builders work, pipework, connections, test. | Commercial Boiler:Supply and fit or renew any type with gas fired wall mounted condensing commercial boiler over 100KW and ne 120KW including mounting jig, isolate supplies, drain down and remove existing boiler, supply and fix new boiler in original position in boiler room [PC Sum for supply and delivery to site £4,705 excluding VAT], reform flue opening including all additional builders work, adjust gas, supply and flow and return pipework and connect to supplies, refill including corrosion inhibitor and test, remake all electrical connections including bonding, data connections to building management system, make good all finishes, and remove waste and debris. Boiler to be installed and commissioned in accordance with manufacturers instructions and left in full working order and commissioning certificate to be supplied to client. | 6380.6212
GA723909 | New v8 | R | COMMERCIAL BOILER:RENEW WALL MOUNTED UP TO 150KW |  | Commercial/Communal Boilers | Commercial/Communal Boiler - Renewals | Wall Mounted Boilers | NO | 7647.7199 | Commercial Boiler:Supply and fit or renew any type with gas fired wall mounted condensing commercial boiler ne 150KW in original position in boiler room, builders work, pipework, connections, test. | Commercial Boiler:Supply and fit or renew any type with gas fired wall mounted condensing commercial boiler over 120KW and ne 1500KW including mounting jig, isolate supplies, drain down and remove existing boiler, supply and fix new boiler in original position in boiler room [PC Sum for supply and delivery to site £5,685 excluding VAT], reform flue opening including all additional builders work, adjust gas, supply and flow and return pipework and connect to supplies, refill including corrosion inhibitor and test, remake all electrical connections including bonding, data connections to building management system, make good all finishes, and remove waste and debris. Boiler to be installed and commissioned in accordance with manufacturers instructions and left in full working order and commissioning certificate to be supplied to client. | 7647.7199
GA724001 |  | U | WARM AIR UNIT:RENEW WARM AIR UNIT |  | 3 Star - Gas Point, Water + Space Heat Appliances | Gas Point Water and Space Heating Appliances | Gas Fired Warm Air Units | IT | 1824.0223 | WARM AIR UNIT:Renew WAU with water heater, isolate supplies, drain down, remove unit, supply and fix new WAU with flue in original position in dwelling, builders work, test, make good, remove debris. | WARM AIR UNIT:Remove existing conventional/balanced flue warm air units with water heater, including isolate supplies, drain down and remove existing unit, supply and fix new unit [PC Sum for supply and delivery of warm air unit £1,400.00 excluding VAT] with flue in original position in dwelling, including all additional builders work, adjust gas, supply and flow and return pipework and connect to supplies, refill including corrosion inhibitor and test, remake all electrical connections including bonding, and make good all finishes, warm air unit to be installed in accordance with manufacturers technical data sheet and left in full working order, and remove waste and debris. | 1824.0223
GA725001 |  | U | GAS CONVECTOR:INSTALL WALL MOUNTED BAL FLUE |  | 3 Star - Gas Point, Water + Space Heat Appliances | Gas Point Water and Space Heating Appliances | Gas Convector Heater | IT | 503.4444 | Convector:Install balanced flue wall mounted room heater using core drill, connect to supply, make good finishings and decorations and test and remove waste and debris. | Convector:Install balanced flue wall mounted room heater using core drill, connect to supply, make good finishings and decorations and test and remove waste and debris. | 503.4444
GA725003 |  | U | GAS CONVECTOR:RENEW WALL MOUNTED BAL FLUE |  | 3 Star - Gas Point, Water + Space Heat Appliances | Gas Point Water and Space Heating Appliances | Gas Convector Heater | IT | 484.1074 | Convector:Remove existing balanced flue wall mounted room heater and install new (without knock out wall), turn gas off/on, and remove waste and debris, make good finishings and decorations and test. | Convector:Remove existing balanced flue wall mounted room heater and install new (without knock out wall), including turn gas off/on, and remove waste and debris, make good finishings and decorations and test. | 484.1074
GA730001 |  | U | VOID:REMOVE ANY GAS APPLIANCE AND SEAL SUPPLY |  | 3 Star - Sundry Works | Sundry Works | Void Property - Safety Checks and Drain Downs | IT | 34.8556 | Void:Remove any type of existing gas appliance and seal off supply and remove waste and debris. | Void:Remove any type of existing gas appliance and seal off supply and remove waste and debris. | 34.8556
GA730003 |  | U | VOID:BLANK OFF REDUNDANT POINT |  | 3 Star - Sundry Works | Sundry Works | Void Property - Safety Checks and Drain Downs | IT | 14.056 | Void:Blank off redundant gas point and test upon completion. | Void:Blank off redundant gas point and test upon completion. | 14.056
GA730005 |  | U | VOID:TEST AND COMMISSION CENTRAL HEATING SYSTEM |  | 3 Star - Sundry Works | Sundry Works | Void Property - Safety Checks and Drain Downs | IT | 38.6741 | Void:Carry out all necessary tests and commission central heating system complete and leave in full working order. | Void:Carry out all necessary tests and commission central heating system complete and leave in full working order. | 38.6741
GA730007 |  | U | VOID:CHECK AND TEST GAS INSTALLATION |  | 3 Star - Sundry Works | Sundry Works | Void Property - Safety Checks and Drain Downs | IT | 25.7827 | Void:Carry out complete check and test on gas installation to any property and provide report to the Client Representative. | Void:Carry out complete check and test on gas installation to any property and provide report to the Client Representative. | 25.7827
GA730009 |  | U | VOID:SAFETY CHECK AND TEST GAS INSTALLATION |  | 3 Star - Sundry Works | Sundry Works | Void Property - Safety Checks and Drain Downs | IT | 58.0112 | Void:Carry out complete Landlords gas safety check, turn on and testing to all gas appliances and installation to any property and provide Landlords Gas Safety Check Report (CP12) to the CR. | Void:Carry out complete Landlords gas safety check and testing to all gas appliances and installation to any property and provide Landlords Gas Safety Check Report (CP12) to the Client Representative. | 58.0112
GA730011 |  | U | VOID:TEMPORARY CAP GAS SUPPLY |  | 3 Star - Sundry Works | Sundry Works | Void Property - Safety Checks and Drain Downs | IT | 20.6592 | Void:Temporary cap gas supply to void property, attend and remove cap on reoccupation of property. | Void:Temporary cap gas supply to void property, attend and remove cap on reoccupation of property. | 20.6592
GA730013 |  | U | DWELLING:UNDERTAKE ENERGY PERFORMANCE CERTIFICATE |  | 3 Star - Sundry Works | Sundry Works | Energy Performance Certificate | IT | 58.5 | Dwelling:Undertake survey for EPC, process all data to produce certificate and provide data and certificate in electronic format to suit requirements of Client's energy rating IT system. | Dwelling:Undertake survey for Energy Performance Certificate, process all data to produce certificate and provide data and certificate in electronic format to suit requirements of Client's energy rating IT system. | 58.5
GA730101 |  | R | FIRE:REMOVE GAS APPLIANCE AND SEAL SUPPLY |  | 3 Star - Sundry Works | Sundry Works | Void Property - Safety Checks and Drain Downs | IT | 36.3181 | Fire:Remove any type of existing gas fire and seal off supply and remove waste and debris. | Fire:Remove any type of existing gas fire and seal off supply and remove waste and debris. | 36.3181
GA741001 |  | U | BOILER CUPBOARD:CONSTRUCT |  | 3 Star - Sundry Works | Sundry Works | Boiler Cupboards | IT | 442.311 | Boiler Cupboard:Construct cupboard complete with framing, door lining, stops, architraves and skirting to match existing, flush door with all ironmongery plasterboard lining, make good, decorate. | Boiler Cupboard:Construct cupboard in accordance with the minimum clearances for installation and servicing as set out in the boiler manufacturers technical data sheet and guidance in BS 6798, comprising 50x75mm softwood framing plugged and screwed to walls, 32x100mm softwood door lining with 14x27mm stops, architraves and skirting to match existing, hang 686x1981mm ply flush door on one pair 100mm butt hinges complete with ironmongery, line with 12.5mm taper edged plasterboard scrim jointed, filled and sealed, make good to all disturbed surfaces and decorate to match existing. | 442.311
GA742001 | New v8 | R | METER BOX:OVERHAUL |  | 3 Star - Sundry Works | Sundry Works | Meter Box | IT | 16.2311 | Meter Box:Overhaul any type of meter box, refixing to structure, ease, adjust or renew meter box lid or door, refix or renew hinges, handles, locks etc, make good, remove waste and debris. | Meter Box:Overhaul any type of meter box, including refixing to structure, ease, adjust or renew as necessary meter box lid or door, refix or renew hinges, handles, locks etc., make good, and remove waste and debris. | 16.2311
GA750091 | New v8 | R | CYLINDER:ANNUAL SERVICE DIRECT INDIRECT UNVENTED |  | 1 Star - Gas Point, Water & Space Heat Appliances | Hot Water Cylinders | Unvented Cylinder Repairs | IT | 89.0483 | Cylinder:Undertake periodic servicing of cylinder, check expansion, pressure/temperature relief valve, pipework for blockages, operation of immersion heaters, expansion vessel etc., update log book. | Cylinder:Undertake during the servicing period periodic servicing in accordance with any manufacturer's technical data sheet, check operation of cylinder and controls, check operation of expansion relief valve, reset if necessary, check operation of pressure/temperature relief valve, check discharge pipework for blockages, check operation of immersion heaters if fitted, and reset thermostat if necessary, check pressure in expansion vessel, recharge if necessary, clean inlet control set filter, update log book, test operation, and remove waste and debris (Per Cylinder). | 89.0483
GA751001 | New v8 | R | APPLIANCE:TEST COMBUSTION |  | 1 Star - Gas Point, Water & Space Heat Appliances | Gas Appliances | Combustion Test | HR | 38.6741 | Appliance:Test combustion by CMDDA1 qualified persons utilising ECGA following the report of carbon monoxide within dwelling or the activation of a carbon monoxide detector and provide report. | Appliance:Test combustion of any appliance by CMDDA1 qualified persons utilising a portable electronic combustion gas analyser (ECGA) following the report of suspected release of carbon monoxide within dwelling or the activation of a carbon monoxide detector and provide report. | 38.6741
GA830103 |  | R | FLUE:SMOKE TEST AND REPORT |  | Mechanical Services | Flue Lining and Pipes | Flue Lining and Pipes - Domestic | IT | 13.3466 | Flue:Carry out additional smoke test to flue including all associated work, check for leakages and provide written report to Client Representative. | Flue:Carry out additional smoke test to flue including all associated work, check for leakages and provide written report to Client Representative. | 13.3466
GA860109 |  | R | RADIATOR:RENEW DOUBLE PANEL NE 450X1000 |  | Mechanical Services | Radiators | Radiators - Double Panel Renewals | IT | 120.1486 | Radiator:Shut off valves and drain down, remove and renew double panel radiator TKM UB single tapping and brackets ne 450x1000mm, connect to valves, install corrosion inhibitor, vent, test. | Radiator:Shut off valves and drain down, remove and renew with double panel radiator TKM UB single tapping and brackets ready primed ne 450x1000mm, make all necessary connections to existing valves, reinstate water supply, refill, install corrosion inhibitor, vent and test, and remove waste and debris. | 120.1486
GA860111 |  | R | RADIATOR:RENEW DOUBLE PANEL NE 450X2000 |  | Mechanical Services | Radiators | Radiators - Double Panel Renewals | IT | 173.3953 | Radiator:Shut off valves and drain down, remove and renew double panel radiator TKM UB single tapping and brackets ne 450x2000mm, connect to valves, install corrosion inhibitor, vent, test. | Radiator:Shut off valves and drain down, remove and renew with double panel radiator TKM UB single tapping and brackets ready primed ne 450x2000mm, make all necessary connections to existing valves, reinstate water supply, refill, install corrosion inhibitor, vent and test, and remove waste and debris. | 173.3953
GA860113 |  | R | RADIATOR:RENEW DOUBLE PANEL NE 700X1000 |  | Mechanical Services | Radiators | Radiators - Double Panel Renewals | IT | 134.8204 | Radiator:Shut off valves and drain down, remove and renew double panel radiator TKM UB single tapping and brackets ne 700x1000mm, connect to valves, install corrosion inhibitor, vent, test. | Radiator:Shut off valves and drain down, remove and renew with double panel radiator TKM UB single tapping and brackets ready primed ne 700x1000mm, make all necessary connections to existing valves, reinstate water supply, refill, install corrosion inhibitor, vent and test, and remove waste and debris. | 134.8204
GA860117 |  | R | RADIATOR:RENEW DOUBLE PANEL NE 700X2000 |  | Mechanical Services | Radiators | Radiators - Double Panel Renewals | IT | 214.0528 | Radiator:Shut off valves and drain down, remove and renew double panel radiator TKM UB single tapping and brackets ne 700x2000mm, connect to valves, install corrosion inhibitor, vent, test. | Radiator:Shut off valves and drain down, remove and renew with double panel radiator TKM UB single tapping and brackets ready primed ne 700x2000mm, make all necessary connections to existing valves, reinstate water supply, refill, install corrosion inhibitor, vent and test, and remove waste and debris. | 214.0528
GA880601 | New v8 | R | PIPEWORK:STRIP STEEL |  | Mechanical Services | Pipework | Black Heavy Mild Steel Screw and Socketed Pipework | LM | 2.8742 | Pipework:Turn off water supply, isolate and strip out existing any diameter steel pipework including all fittings and clips, make good and remove waste and debris. | Pipework:Turn off water supply, isolate and strip out existing any diameter steel pipework including all fittings and clips, make good and remove waste and debris. | 2.8742
GA880603 |  | R | PIPE:RENEW 15MM STEEL MEDIUM GRADE SCREWED JOINTS |  | Mechanical Services | Pipework | Black Medium Grade Mild Steel Pipework | LM | 10.6726 | Pipe:Renew 15mm x 25mm black medium grade mild steel pipe with screwed joints, including all necessary cutting, threading, bending, fittings, couplings, clips and brackets, and remove waste and debris | Pipe:Renew 15mm x 25mm black medium grade mild steel pipe with screwed joints, including all necessary cutting, threading, bending, fittings, couplings, clips and brackets, and remove waste and debris. | 10.6726
GA880605 |  | R | PIPE:RENEW 15MM STEEL MEDIUM GRADE WELDED JOINTS |  | Mechanical Services | Pipework | Black Medium Grade Mild Steel Pipework | LM | 12.972 | Pipe:Renew 15mm x 25mm black medium grade mild steel pipe with welded joints, including all necessary cutting, threading, bending, fittings, couplings, clips and brackets, and remove waste and debris. | Pipe:Renew 15mm x 25mm black medium grade mild steel pipe with welded joints, including all necessary cutting, threading, bending, fittings, couplings, clips and brackets, and remove waste and debris. | 12.972
GA880607 |  | R | PIPE:RENEW 40MM STEEL MEDIUM GRADE SCREWED JOINTS |  | Mechanical Services | Pipework | Black Medium Grade Mild Steel Pipework | LM | 24.0772 | Pipe:Renew 40mm x 50mm black medium grade mild steel pipe with screwed joints, including all necessary cutting, threading, bending, fittings, couplings, clips and brackets, and remove waste and debris | Pipe:Renew 40mm x 50mm black medium grade mild steel pipe with screwed joints, including all necessary cutting, threading, bending, fittings, couplings, clips and brackets, and remove waste and debris. | 24.0772
GA880609 | New v8 | R | PIPE FITTING:RENEW 15MM STEEL PIPE FITTING |  | Mechanical Services | Pipework | Pipework to District/Group Heating Scheme | NO | 13.9167 | Pipe Fitting:Renew any 15mm x 25mm black medium grade mild steel pipe fitting with screwed joints, cutting, threading, bending, fittings, couplings, clips and brackets, and remove waste and debris. | Pipe Fitting:Renew any 15mm x 25mm black medium grade mild steel pipe fitting with screwed joints, including all necessary cutting, threading, bending, fittings, couplings, clips and brackets, and remove waste and debris. | 13.9167
GA880611 | New v8 | R | PIPE FITTING:RENEW 25MM STEEL PIPE FITTING |  | Mechanical Services | Pipework | Pipework to District/Group Heating Scheme | NO | 20.5868 | Pipe Fitting:Renew any 25mm x 50mm black medium grade mild steel pipe fitting with screwed joints, cutting, threading, bending, fittings, couplings, clips and brackets, and remove waste and debris. | Pipe Fitting:Renew any 25mm x 50mm black medium grade mild steel pipe fitting with screwed joints, including all necessary cutting, threading, bending, fittings, couplings, clips and brackets, and remove waste and debris. | 20.5868
GA880613 | New v8 | R | PIPE FITTING:RENEW 32MM STEEL PIPE FITTING |  | Mechanical Services | Pipework | Pipework to District/Group Heating Scheme | NO | 46.396 | Pipe Fitting:Renew any 32mm x 50mm black medium grade mild steel pipe fitting with welded joints, cutting, threading, bending, fittings, couplings, clips and brackets, and remove waste and debris. | Pipe Fitting:Renew any 32mm x 50mm black medium grade mild steel pipe fitting with welded joints, including all necessary cutting, threading, bending, fittings, couplings, clips and brackets, and remove waste and debris. | 46.396
GA880615 | New v8 | R | PIPE FITTING:RENEW 15MM JET BALL VALVE |  | Mechanical Services | Pipework | Pipework to District/Group Heating Scheme | NO | 14.0262 | Pipe Fitting:Renew 15mm x 25mm jet ball valve or other equal and approved fitting, isolate supplies, all necessary connections and remove waste and debris. | Pipe Fitting:Renew 15mm x 25mm jet ball valve or other equal and approved fitting, isolate supplies, all necessary connections and remove waste and debris. | 14.0262
GA880616 | New v8 | R | PIPE FITTING:RENEW 40MM JET BALL VALVE |  | Mechanical Services | Pipework | Pipework to District/Group Heating Scheme | NO | 30.7806 | Pipe Fitting:Renew 40mm x 50mm jet ball valve or other equal and approved fitting, isolate supplies, all necessary connections and remove waste and debris. | Pipe Fitting:Renew 40mm x 50mm jet ball valve or other equal and approved fitting, isolate supplies, all necessary connections and remove waste and debris. | 30.7806
GA880617 | New v8 | R | PIPE FITTING:SUPPLY AND INSTALL BY-PASS VALVE |  | Mechanical Services | Pipework | Pipework to District/Group Heating Scheme | NO | 53.0373 | Pipe Fitting:Supply and install Danfoss Avdo by-pass valve, isolate supplies, all necessary connections and remove waste and debris. | Pipe Fitting:Supply and install Danfross Avdo by-pass valve, isolate supplies, all necessary connections and remove waste and debris. | 53.0373
GA880619 | New v8 | R | PIPE FITTING:SUPPLY AND INSTALL STRAINER BASKET |  | Mechanical Services | Pipework | Pipework to District/Group Heating Scheme | NO | 41.3723 | Pipe Fitting:Supply and install 40 mesh strainer basket, isolate supplies, all necessary connections and remove waste and debris. | Pipe Fitting:Supply and install 40 mesh strainer basket, isolate supplies, all necessary connections and remove waste and debris. | 41.3723
HE010109 |  | U | RADIATOR VALVE:REPAIR ANY NON LEAKING VALVE |  | Mechanical Services | Radiator Valves | Radiator Valves - Repairs | NO | 23.7246 | Radiator Valve:Repair any non leaking valve body, renewing any damaged components except thermostatic element sensors. | Radiator Valve:Repair any non leaking valve body, renewing any damaged components except thermostatic element sensors. | 23.7246
HE010111 |  | U | RADIATOR VALVE:REPAIR LEAKING JOINTS |  | Mechanical Services | Radiator Valves | Radiator Valves - Repairs | NO | 12.8392 | Radiator Valve:Repair leaking joints to any type of radiator valve. | Radiator Valve:Repair leaking joints to any type of radiator valve. | 12.8392
HE010113 |  | U | RADIATOR VALVE:REPAIR LEAKING VALVE |  | Mechanical Services | Radiator Valves | Radiator Valves - Repairs | NO | 64.8554 | Radiator Valve:Repair any leaking radiator valve, restore to original pressure rating, isolate radiator or drain down circuit, refill, install corrosion inhibitor, test, remove waste and debris. | Radiator Valve:Repair any leaking radiator valve and restore to original pressure rating including isolate radiator or drain down circuit, subsequently refill, install corrosion inhibitor and test on completion, and remove waste and debris. | 64.8554
HE010115 |  | U | RADIATOR VALVE:PROVIDE NEW PLASTIC COVER |  | Mechanical Services | Radiator Valves | Radiator Valves - Repairs | NO | 4.8492 | Radiator Valve:Supply and place in position plastic cover cap to radiator valve. | Radiator Valve:Supply and place in position plastic cover cap to radiator valve. | 4.8492
HE010117 |  | U | RADIATOR VALVE:OVERHAUL ANY TYPE |  | Mechanical Services | Radiator Valves | Radiator Valves - Repairs | NO | 79.5071 | Radiator Valve:Overhaul any radiator valve, turn supplies off/on, drain down/refill, repack, reseat, deburr spindle, repair leaking valve, renew plastic cap, install corrosion inhibitor and test. | Radiator Valve:Overhaul any radiator valve including turn supplies off/on, drain down/refill as required, repack, reseat, deburr spindle, repair leaking valve, renew plastic cap, install corrosion inhibitor and test on completion and remove waste and debris. | 79.5071
HE010301 |  | U | RADIATOR:RENEW SINGLE CONVECTOR NE 600X600 |  | Mechanical Services | Radiators | Radiators - Single Convector Renewal | IT | 107.8168 | Radiator:Shut off valves, drain down/refill, renew with single panel convector radiator and brackets ready primed ne 600x600mm, make connections to valves, install corrosion inhibitor, vent, test. | Radiator:Shut off valves and drain down, remove and renew with single panel convector radiator and brackets, ready primed, ne 600x600mm, make all connections to existing valves, reinstate water supply, refill, install corrosion inhibitor, vent and test and remove waste and debris. | 107.8168
HE010303 |  | U | RADIATOR:RENEW SINGLE CONVECTOR NE 1200X600 |  | Mechanical Services | Radiators | Radiators - Single Convector Renewal | IT | 148.2403 | Radiator:Shut off valves, drain down/refill, renew with single panel convector radiator and brackets ready primed ne 1200x600mm, make connections to valves, install corrosion inhibitor, vent, test. | Radiator:Shut off valves and drain down, remove and renew with single panel convector radiator and brackets, ready primed ne 1200x600mm, make all connections to existing valves, reinstate water supply, refill, install corrosion inhibitor, vent and test and remove waste and debris. | 148.2403
HE010305 |  | U | RADIATOR:RENEW SINGLE CONVECTOR NE 1800X600 |  | Mechanical Services | Radiators | Radiators - Single Convector Renewal | IT | 289.2573 | Radiator:Shut off valves, drain down/refill, renew with single panel convector radiator and brackets ready primed ne 1800x600mm, make connections to valves, install corrosion inhibitor, vent, test. | Radiator:Shut off valves and drain down, remove and renew with single panel convector radiator and brackets, ready primed, ne 1800x600mm, make all connections to existing valves, reinstate water supply, refill, install corrosion inhibitor, vent and test and remove waste and debris. | 289.2573
HE010307 |  | U | RADIATOR:RENEW SINGLE CONVECTOR OVER 1800X600 |  | Mechanical Services | Radiators | Radiators - Single Convector Renewal | IT | 379.1006 | Radiator:Shut off valves, drain down/refill, renew with single panel convector radiator and brackets ready primed over 1800x600mm, connect to valves, install corrosion inhibitor, vent, test. | Radiator:Shut off valves and drain down, remove and renew with single panel convector radiator and brackets, ready primed, over 1800x600mm, make all connections to existing valves, reinstate water supply, refill, install corrosion inhibitor, vent and test and remove waste and debris. | 379.1006
HE010309 | New v8 | R | RADIATOR:RENEW SINGLE CONVECTOR NE 450X1000 |  | Mechanical Services | Radiators | Radiators - Single Convector Renewal | IT | 199.6631 | Radiator:Shut off valves, drain down/refill, renew with single panel convector radiator TKM UB single tapping and brackets, ne 450x1000mm, connect to valves, install corrosion inhibitor, vent, test. | Radiator:Shut off valves and drain down, remove and renew with single panel convector radiator TKM UB single tapping and brackets ready primed ne 450x1000mm, make all necessary connections to existing valves, reinstate water supply, refill, install corrosion inhibitor, vent and test, and remove waste and debris. | 199.6631
HE010311 | New v8 | R | RADIATOR:RENEW SINGLE CONVECTOR NE 450X2000 |  | Mechanical Services | Radiators | Radiators - Single Convector Renewal | IT | 306.7117 | Radiator:Shut off valves, drain down/refill, renew with single panel convector radiator TKM UB single tapping and brackets, ne 450x2000mm, connect to valves, install corrosion inhibitor, vent, test. | Radiator:Shut off valves and drain down, remove and renew with single panel convector radiator TKM UB single tapping and brackets ready primed ne 450x2000mm, make all necessary connections to existing valves, reinstate water supply, refill, install corrosion inhibitor, vent and test, and remove waste and debris. | 306.7117
HE010313 | New v8 | R | RADIATOR:RENEW SINGLE CONVECTOR NE 700X1000 |  | Mechanical Services | Radiators | Radiators - Single Convector Renewal | IT | 253.0087 | Radiator:Shut off valves, drain down/refill, renew with single panel convector radiator TKM UB single tapping and brackets, ne 700x1000mm, connect to valves, install corrosion inhibitor, vent, test. | Radiator:Shut off valves and drain down, remove and renew with single panel convector radiator TKM UB single tapping and brackets ready primed ne 700x1000mm, make all necessary connections to existing valves, reinstate water supply, refill, install corrosion inhibitor, vent and test, and remove waste and debris. | 253.0087
HE010315 | New v8 | R | RADIATOR:RENEW SINGLE CONVECTOR NE 700X2000 |  | Mechanical Services | Radiators | Radiators - Single Convector Renewal | IT | 407.7934 | Radiator:Shut off valves, drain down/refill, renew with single panel convector radiator TKM UB single tapping and brackets, ne 700x2000mm, connect to valves, install corrosion inhibitor, vent, test. | Radiator:Shut off valves and drain down, remove and renew with single panel convector radiator TKM UB single tapping and brackets ready primed ne 700x2000mm, make all necessary connections to existing valves, reinstate water supply, refill, install corrosion inhibitor, vent and test, and remove waste and debris. | 407.7934
HE010401 |  | U | RADIATOR:RENEW DOUBLE CONVECTOR NE 600X600 |  | Mechanical Services | Radiators | Radiators - Double Convector Renewals | IT | 139.3483 | Radiator:Shut off valves, drain down/refill, renew with double panel convector radiator and brackets ready primed ne 600x600mm, make connections to valves, install corrosion inhibitor, vent, test. | Radiator:Shut off valves and drain down, remove and renew with double panel convector radiator and brackets, ready primed, ne 600x600mm, make all connections to existing valves, reinstate water supply, refill, install corrosion inhibitor, vent and test and remove waste and debris. | 139.3483
HE010403 |  | U | RADIATOR:RENEW DOUBLE CONVECTOR NE 1200X600 |  | Mechanical Services | Radiators | Radiators - Double Convector Renewals | IT | 194.6659 | Radiator:Shut off valves, drain down/refill, renew with double panel convector radiator and brackets ready primed ne 1200x600mm, make connections to valves, install corrosion inhibitor, vent, test. | Radiator:Shut off valves and drain down, remove and renew with double panel convector radiator and brackets, ready primed, ne 1200x600mm, make all connections to existing valves, reinstate water supply, refill, install corrosion inhibitor, vent and test and remove waste and debris. | 194.6659
HE010405 |  | U | RADIATOR:RENEW DOUBLE CONVECTOR NE 1500X600 |  | Mechanical Services | Radiators | Radiators - Double Convector Renewals | IT | 240.4874 | Radiator:Shut off valves, drain down/refill, renew with double panel convector radiator and brackets ready primed ne 1500x600mm, make connections to valves, install corrosion inhibitor, vent, test. | Radiator:Shut off valves and drain down, remove and renew with double panel convector radiator and brackets, ready primed, ne 1500x600mm, make all connections to existing valves, reinstate water supply, refill, install corrosion inhibitor, vent and test, and remove waste and debris. | 240.4874
HE010407 |  | U | RADIATOR:RENEW DOUBLE CONVECTOR NE 1800X600 |  | Mechanical Services | Radiators | Radiators - Double Convector Renewals | IT | 286.2855 | Radiator:Shut off valves, drain down/refill, renew with double panel convector radiator and brackets ready primed ne 1800x600mm, make connections to valves, install corrosion inhibitor, vent, test. | Radiator:Shut off valves and drain down, remove and renew with double panel convector radiator and brackets, ready primed, ne 1800x600mm, make all connections to existing valves, reinstate water supply, refill, install corrosion inhibitor, vent and test and remove waste and debris. | 286.2855
HE010409 |  | U | RADIATOR:RENEW DOUBLE CONVECTOR OVER 1800X600 |  | Mechanical Services | Radiators | Radiators - Double Convector Renewals | IT | 439.847 | Radiator:Shut off valves, drain down/refill, renew with double panel convector radiator and brackets ready primed over 1800x600mm, make connections to valves, install corrosion inhibitor, vent, test. | Radiator:Shut off valves and drain down, remove and renew with double panel convector radiator and brackets, ready primed, over 1800x600mm, make all connections to existing valves, reinstate water supply, refill, install corrosion inhibitor, vent and test and remove waste and debris. | 439.847
HE010411 | New v8 | R | RADIATOR:RENEW DOUBLE CONVECTOR NE 450X1000 |  | Mechanical Services | Radiators | Radiators - Double Convector Renewals | IT | 282.8437 | Radiator:Shut off valves and drain down, remove and renew double panel convector radiator TKM UB single tapping and brackets ne 450x1000mm, connect to valves, install corrosion inhibitor, vent, test | Radiator:Shut off valves and drain down, remove and renew with double panel convector radiator TKM UB single tapping and brackets ready primed ne 450x1000mm, make all necessary connections to existing valves, reinstate water supply, refill, install corrosion inhibitor, vent and test, and remove waste and debris. | 282.8437
HE010413 | New v8 | R | RADIATOR:RENEW DOUBLE CONVECTOR NE 450X2000 |  | Mechanical Services | Radiators | Radiators - Double Convector Renewals | IT | 467.4634 | Radiator:Shut off valves and drain down, remove and renew double panel convector radiator TKM UB single tapping and brackets ne 450x2000mm, connect to valves, install corrosion inhibitor, vent, test | Radiator:Shut off valves and drain down, remove and renew with double panel convector radiator TKM UB single tapping and brackets ready primed ne 450x2000mm, make all necessary connections to existing valves, reinstate water supply, refill, install corrosion inhibitor, vent and test, and remove waste and debris. | 467.4634
HE010415 | New v8 | R | RADIATOR:RENEW DOUBLE CONVECTOR NE 700X1000 |  | Mechanical Services | Radiators | Radiators - Double Convector Renewals | IT | 324.2554 | Radiator:Shut off valves and drain down, remove and renew double panel convector radiator TKM UB single tapping and brackets ne 700x1000mm, connect to valves, install corrosion inhibitor, vent, test | Radiator:Shut off valves and drain down, remove and renew with double panel convector radiator TKM UB single tapping and brackets ready primed ne 700x1000mm, make all necessary connections to existing valves, reinstate water supply, refill, install corrosion inhibitor, vent and test, and remove waste and debris. | 324.2554
HE010417 | New v8 | R | RADIATOR:RENEW DOUBLE CONVECTOR NE 700X2000 |  | Mechanical Services | Radiators | Radiators - Double Convector Renewals | IT | 668.7906 | Radiator:Shut off valves and drain down, remove and renew double panel convector radiator TKM UB single tapping and brackets ne 700x2000mm, connect to valves, install corrosion inhibitor, vent, test | Radiator:Shut off valves and drain down, remove and renew with double panel convector radiator TKM UB single tapping and brackets ready primed ne 700x2000mm, make all necessary connections to existing valves, reinstate water supply, refill, install corrosion inhibitor, vent and test, and remove waste and debris. | 668.7906
HE010501 |  | R | RADIATOR:INSTALL SINGLE NE 600X600 |  | Mechanical Services | Radiators | Radiators - Single Panel Installations | NO | 90.1775 | Radiator:Install single panel radiator and brackets, ne 600x600mm, tamperproof cp thermostatic horizontal angle and cp angle lockshield valves, plug and air bleed valve, inhibitor, vent, test. | Radiator:Install new single panel radiator and brackets, ready primed, ne 600x600mm, complete with tamperproof chrome plated thermostatic horizontal angle radiator valve, chrome plated angle lockshield valve, plug and air bleed valve, make all connections to existing pipework, reinstate water supply, fill, install corrosion inhibitor, vent, test and commission, and remove waste and debris. | 90.1775
HE010503 |  | R | RADIATOR:INSTALL SINGLE NE 1200X600 |  | Mechanical Services | Radiators | Radiators - Single Panel Installations | NO | 90.1775 | Radiator:Install single panel radiator and brackets, ne 1200x600mm, tamperproof cp thermostatic horizontal angle and cp angle lockshield valves, plug and air bleed valve, inhibitor, vent, test. | Radiator:Install new single panel radiator and brackets, ready primed, ne 1200x600mm, complete with tamperproof chrome plated thermostatic horizontal angle radiator valve, chrome plated angle lockshield valve, plug and air bleed valve, make all connections to existing pipework, reinstate water supply, fill, install corrosion inhibitor, vent, test and commission, and remove waste and debris. | 90.1775
HE010505 |  | R | RADIATOR:INSTALL SINGLE NE 1500X600 |  | Mechanical Services | Radiators | Radiators - Single Panel Installations | NO | 99.846 | Radiator:Install single panel radiator and brackets, ne 1200x600mm, tamperproof cp thermostatic horizontal angle and cp angle lockshield valves, plug and air bleed valve, inhibitor, vent, test. | Radiator:Install new single panel radiator and brackets, ready primed, ne 1500x600mm, complete with tamperproof chrome plated thermostatic horizontal angle radiator valve, chrome plated angle lockshield valve, plug and air bleed valve, make all connections to existing pipework, reinstate water supply, fill, install corrosion inhibitor, vent, test and commission, and remove waste and debris. | 99.846
HE010507 |  | R | RADIATOR:INSTALL SINGLE NE 1800X600 |  | Mechanical Services | Radiators | Radiators - Single Panel Installations | NO | 109.5146 | Radiator:Install single panel radiator and brackets, ne 1800x600mm, tamperproof cp thermostatic horizontal angle and cp angle lockshield valves, plug and air bleed valve, inhibitor, vent, test. | Radiator:Install new single panel radiator and brackets, ready primed, ne 1800x600mm, complete with tamperproof chrome plated thermostatic horizontal angle radiator valve, chrome plated angle lockshield valve, plug and air bleed valve, make all connections to existing pipework, reinstate water supply, fill, install corrosion inhibitor, vent, test and commission, and remove waste and debris. | 109.5146
HE010601 |  | U | RADIATOR:INSTALL DOUBLE NE 1500X600 |  | Mechanical Services | Radiators | Radiators - Double Panel Installations | NO | 262.5813 | Radiator:Install double panel radiator and brackets, ne 1500x600mm, tamperproof cp thermostatic horizontal angle and cp angle lockshield valves, plug and air bleed valve, inhibitor, vent, test. | Radiator:Install new double panel radiator and brackets, ready primed, ne 1500x600mm, complete with tamperproof chrome plated thermostatic horizontal angle radiator valve, chrome plated angle lockshield valve, plug and air bleed valve, make all connections to existing pipework, reinstate water supply, fill, install corrosion inhibitor, vent, test and commission, and remove waste and debris. | 262.5813
HE010603 |  | U | RADIATOR:INSTALL DOUBLE NE 1800X600 |  | Mechanical Services | Radiators | Radiators - Double Panel Installations | NO | 308.3795 | Radiator:Install double panel radiator and brackets, ne 1200x600mm, tamperproof cp thermostatic horizontal angle and cp angle lockshield valves, plug and air bleed valve, inhibitor, vent, test. | Radiator:Install new double panel radiator and brackets, ready primed, ne 1200x600mm, complete with tamperproof chrome plated thermostatic horizontal angle radiator valve, chrome plated angle lockshield valve, plug and air bleed valve, make all connections to existing pipework, reinstate water supply, fill, install corrosion inhibitor, vent, test and commission, and remove waste and debris. | 308.3795
HE010651 |  | R | RADIATOR:RENEW SINGLE PANEL NE 450X1000 |  | Mechanical Services | Radiators | Radiators - Single Panel Renewals | IT | 108.1444 | Radiator:Shut off valves, drain down/refill, renew with single panel radiator TKM UB single tapping and brackets, ne 450x1000mm, connect to valves, install corrosion inhibitor, vent, test. | Radiator:Shut off valves and drain down, remove and renew with single panel radiator TKM UB single tapping and brackets ready primed ne 450x1000mm, make all necessary connections to existing valves, reinstate water supply, refill, install corrosion inhibitor, vent and test, and remove waste and debris. | 108.1444
HE010653 |  | R | RADIATOR:RENEW SINGLE PANEL NE 450X2000 |  | Mechanical Services | Radiators | Radiators - Single Panel Renewals | IT | 182.4511 | Radiator:Shut off valves, drain down/refill, renew with single panel radiator TKM UB single tapping and brackets, ne 450x2000mm, connect to valves, install corrosion inhibitor, vent, test. | Radiator:Shut off valves and drain down, remove and renew with single panel radiator TKM UB single tapping and brackets ready primed ne 450x2000mm, make all necessary connections to existing valves, reinstate water supply, refill, install corrosion inhibitor, vent and test, and remove waste and debris. | 182.4511
HE010655 |  | R | RADIATOR:RENEW SINGLE PANEL NE 700X1000 |  | Mechanical Services | Radiators | Radiators - Single Panel Renewals | IT | 105.4417 | Radiator:Shut off valves, drain down/refill, renew with single panel radiator TKM UB single tapping and brackets, ne 700x1000mm, connect to valves, install corrosion inhibitor, vent, test. | Radiator:Shut off valves and drain down, remove and renew with single panel radiator TKM UB single tapping and brackets ready primed ne 700x1000mm, make all necessary connections to existing valves, reinstate water supply, refill, install corrosion inhibitor, vent and test, and remove waste and debris. | 105.4417
HE010657 |  | R | RADIATOR:RENEW SINGLE PANEL NE 700X2000 |  | Mechanical Services | Radiators | Radiators - Single Panel Renewals | IT | 170.014 | Radiator:Shut off valves, drain down/refill, renew with single panel radiator TKM UB single tapping and brackets, ne 700x2000mm, connect to valves, install corrosion inhibitor, vent, test. | Radiator:Shut off valves and drain down, remove and renew with single panel radiator TKM UB single tapping and brackets ready primed ne 700x2000mm, make all necessary connections to existing valves, reinstate water supply, refill, install corrosion inhibitor, vent and test, and remove waste and debris. | 170.014
HE010701 |  | U | RADIATOR:RENEW SECTIONAL NE 700X600 |  | Mechanical Services | Radiators | Radiators - Cast Iron Sectional Renewals | IT | 439.2674 | Radiator:Shut off water, drain down, renew pre-assembled ci sectional radiator, ne 700x600mm, tamperproof cp thermostatic horizontal angle and cp angle lockshield valves, plug, air bleed valve. | Radiator:Shut off water, drain down, remove and renew shop assembled cast iron sectional radiator and brackets, ready primed, ne 700x600mm, complete with tamperproof chrome plated thermostatic horizontal angle radiator valve, chrome plated angle lockshield valve, plug and air bleed valve, make all connections to existing pipework, reinstate water supply, refill, install corrosion inhibitor, vent and test, and remove waste and debris. | 439.2674
HE010703 |  | U | RADIATOR:RENEW SECTIONAL NE 1000X600 |  | Mechanical Services | Radiators | Radiators - Cast Iron Sectional Renewals | IT | 606.7646 | Radiator:Shut off water, drain down, renew pre-assembled ci sectional radiator, ne 1000x600mm, tamperproof cp thermostatic horizontal angle and cp angle lockshield valves, plug, air bleed valve. | Radiator:Shut off water, drain down, remove and renew shop assembled cast iron sectional radiator and brackets, ready primed, ne 1000x600mm, complete with tamperproof chrome plated thermostatic horizontal angle radiator valve, chrome plated angle lockshield valve, plug and air bleed valve, make all connections to existing pipework, reinstate water supply, refill, install corrosion inhibitor, vent and test, and remove waste and debris. | 606.7646
HE010705 |  | U | RADIATOR:RENEW SECTIONAL NE 1200X600MM |  | Mechanical Services | Radiators | Radiators - Cast Iron Sectional Renewals | IT | 719.459 | Radiator:Shut off water, drain down, renew pre-assembled ci sectional radiator, ne 1200x600mm, tamperproof cp thermostatic horizontal angle and cp angle lockshield valves, plug, air bleed valve. | Radiator:Shut off water, drain down, remove and renew shop assembled cast iron sectional radiator and brackets, ready primed, ne 1200x600mm, complete with tamperproof chrome plated thermostatic horizontal angle radiator valve, chrome plated angle lockshield valve, plug and air bleed valve, make all connections to existing pipework, reinstate water supply, refill, install corrosion inhibitor, vent and test, and remove waste and debris. | 719.459
HE010707 |  | U | RADIATOR:RENEW SECTIONAL NE 700X1000MM |  | Mechanical Services | Radiators | Radiators - Cast Iron Sectional Renewals | IT | 639.6884 | Radiator:Shut off water, drain down, renew pre-assembled ci sectional radiator, ne 700x1000mm, tamperproof cp thermostatic horizontal angle and cp angle lockshield valves, plug, air bleed valve. | Radiator:Shut off water, drain down, remove and renew shop assembled cast iron sectional radiator and brackets, ready primed, ne 700x1000mm, complete with tamperproof chrome plated thermostatic horizontal angle radiator valve, chrome plated angle lockshield valve, plug and air bleed valve, make all connections to existing pipework, reinstate water supply, refill, install corrosion inhibitor, vent and test, and remove waste and debris. | 639.6884
HE010709 |  | U | RADIATOR:RENEW SECTIONAL NE 900X1000MM |  | Mechanical Services | Radiators | Radiators - Cast Iron Sectional Renewals | IT | 752.8274 | Radiator:Shut off water, drain down, renew pre-assembled ci sectional radiator, ne 900x1000mm, tamperproof cp thermostatic horizontal angle and cp angle lockshield valves, plug, air bleed valve. | Radiator:Shut off water, drain down, remove and renew shop assembled cast iron sectional radiator and brackets, ready primed, ne 900x1000mm, complete with tamperproof chrome plated thermostatic horizontal angle radiator valve, chrome plated angle lockshield valve, plug and air bleed valve, make all connections to existing pipework, reinstate water supply, refill, install corrosion inhibitor, vent and test, and remove waste and debris. | 752.8274
HE010710 |  | U | RADIATOR:REMOVE AND REFIX VALVELESS |  | Mechanical Services | Radiators | Radiators - Repairs | IT | 103.6836 | Radiator:Remove and refit valveless radiator drain/refill system, disconnect, remove, refix loose bracket(s), reconnect, fix pair of radiator valves, install corrosion inhibitor, vent, test. | Radiator:Remove and refit valveless radiator including drain and refill system, disconnect, remove, refix loose bracket(s), reconnect including providing and fixing one pair of radiator valves and all necessary adjustments to pipework, install corrosion inhibitor, vent and test and remove waste and debris. | 103.6836
HE010711 |  | U | RADIATOR:RENEW SECTIONAL NE 1200X1000MM |  | Mechanical Services | Radiators | Radiators - Cast Iron Sectional Renewals | IT | 865.3346 | Radiator:Shut off water, drain down, renew pre-assembled ci sectional radiator, ne 1200x1000mm, tamperproof cp thermostatic horizontal angle and cp angle lockshield valves, plug, air bleed valve. | Radiator:Shut off water, drain down, remove and renew shop assembled cast iron sectional radiator and brackets, ready primed, ne 1200x1000mm, complete with tamperproof chrome plated thermostatic horizontal angle radiator valve, chrome plated angle lockshield valve, plug and air bleed valve, make all connections to existing pipework, reinstate water supply, refill, install corrosion inhibitor, vent and test, and remove waste and debris. | 865.3346
HE010712 |  | U | RADIATOR:VENT RADIATORS |  | Mechanical Services | Radiators | Radiators - Repairs | IT | 32.2285 | Radiator:Vent all radiators to any property and balance system. | Radiator:Vent all radiators to any property and balance system. | 32.2285
HE010713 |  | U | RADIATOR:CLEAN AND FLUSH OUT SINGLE |  | Mechanical Services | Radiators | Radiators - Repairs | NO | 63.6907 | Radiator:Clean and flush out any size radiator, isolate supplies, drain down, remove to outside property, clean and flush out, refix radiator, refill, vent and test and remove waste and debris. | Radiator:Clean and flush out any size radiator, isolate supplies, drain down, remove to outside property, clean and flush out, refix radiator, refill, vent and test and remove waste and debris. | 63.6907
HE010715 |  | U | RADIATOR:DRAIN DOWN AND REFILL SYSTEM |  | Mechanical Services | Radiators | Radiators - Repairs | IT | 115.2563 | Radiator:Drain down, reinstate water supply and refill complete system, install corrosion inhibitor, including venting radiators, balance and test system and remove waste and debris. | Radiator:Drain down, reinstate water supply and refill complete system, install corrosion inhibitor, including venting radiators, balance and test system and remove waste and debris. | 115.2563
HE010717 |  | U | RADIATOR:MAKE GOOD CONNECTION |  | Mechanical Services | Radiators | Radiators - Repairs | NO | 57.5376 | Radiator:Drain down radiator, make good faulty connection to valve, flush out, reinstate water supply, and refill, install corrosion inhibitor including venting and test and remove waste and debris. | Radiator:Drain down radiator, make good faulty connection to valve, flush out, reinstate water supply, and refill, install corrosion inhibitor including venting and test and remove waste and debris. | 57.5376
HE010719 |  | U | RADIATOR:REMOVE AND REFIX |  | Mechanical Services | Radiators | Radiators - Repairs | IT | 57.6897 | Radiator:Remove and refix radiator including shut off valves, drain radiator, disconnect, remove, refix loose bracket(s), refix and reconnect to valves, install corrosion inhibitor, vent, test. | Radiator:Remove and refix radiator including shut off valves, drain radiator, disconnect, remove, refix loose bracket(s), refix and reconnect to valves, install corrosion inhibitor, vent and test and remove waste and debris. | 57.6897
HE010721 |  | U | RADIATOR:TEST AND BALANCE SYSTEM |  | Mechanical Services | Radiators | Radiators - Repairs | IT | 78.2258 | Radiators:Vent all radiators on system, replace any defective air release valves, fire up boiler, adjust controls, test feed and expansion tank, cylinder, rectify minor leaks, balance and test system. | Radiators:Vent all radiators on system, replace any defective air release valves, fire up boiler, adjust controls, test feed and expansion tank, cylinder, rectify minor leaks, balance and test system. | 78.2258
HE010722 |  | U | AIRLOCKS:CLEAR AIRLOCKS |  | Mechanical Services | Radiators | Airlocks/Reprime | IT | 58.0112 | Airlocks:Clear airlocks from heating system including venting radiators and balance system or pressure pump. | Airlocks:Clear airlocks from heating system including venting radiators and balance system or pressure pump. | 58.0112
HE010723 |  | U | RADIATOR:RENEW AND REFIX BRACKET |  | Mechanical Services | Radiators | Radiators - Repairs | NO | 17.2022 | Radiator:Renew or refix existing radiator bracket fixed to wall. | Radiator:Renew/refix existing radiator bracket fixed to wall and remove waste and debris. | 17.2022
HE010724 |  | U | REPRIME:REPRIME PRESSURISED SYSTEM COMPLETE |  | Mechanical Services | Radiators | Airlocks/Reprime | IT | 22.5599 | Reprime:Reprime pressurised system including vent and test system. | Reprime:Reprime pressurised system including vent and test system. | 22.5599
HE010725 |  | U | TOWEL RAIL:RENEW HEATED |  | Mechanical Services | Radiators | Heated Towel Rail | IT | 221.4706 | Towel Rail:Shut off valves, drain, disconnect, clear away and renew heated towel rail, 645x625mm, 2338 BTU/hour, with brackets, make all connections to valves, vent, test and remove waste and debris. | Towel Rail:Shut off valves, drain, disconnect, clear away and renew heated towel rail, 645x625mm, 2338 BTU/hour, with brackets, make all connections to valves, vent, test and remove waste and debris. | 221.4706
HE020101 |  | U | WATER HEATER:RENEW INSTANTANEOUS TO SINK |  | 3 Star - Gas Point, Water + Space Heat Appliances | Gas Point Water and Space Heating Appliances | Gas Water Heaters | IT | 455.972 | Water Heater:Renew instantaneous gas sink water heater including turn off supplies and remove existing heater, supply and fix new heater, adjust pipework, reconnect and test, remove waste and debris. | Water Heater:Renew instantaneous gas sink water heater including turn off supplies and remove existing heater, supply and fix new heater, adjust pipework, reconnect and test and remove waste and debris. | 455.972
HE020103 |  | U | WATER HEATER:RENEW GAS MULTIPOINT TYPE |  | 3 Star - Gas Point, Water + Space Heat Appliances | Gas Point Water and Space Heating Appliances | Gas Water Heaters | IT | 560.3456 | Water Heater:Renew multipoint gas water heater including turn off supplies and remove existing heater, supply and fix new heater, adjust pipework, reconnect and test, and remove waste and debris. | Water Heater:Renew multipoint gas water heater with flue including turn off supplies and remove existing heater, supply and fix new heater, adjust pipework, reconnect and test and remove waste and debris. | 560.3456
HE020105 |  | U | WATER HEATER:SUPPLY GAS INSTANTANEOUS TO SINK |  | 3 Star - Gas Point, Water + Space Heat Appliances | Gas Point Water and Space Heating Appliances | Gas Water Heaters | IT | 539.9294 | Water Heater:Supply and fix new instantaneous gas sink water heater, turn off/on supplies, drain down, refill, supply and fix new heater, adjust pipework test, cut flue opening, make good. | Water Heater:Supply and fix new instantaneous gas sink water heater including turn off supplies, drain down, supply and fix new heater, adjust pipework and connect to supplies, refill and test, cut out wall for flue and make good all finishes and remove waste and debris. | 539.9294
HE020107 |  | U | WATER HEATER:SUPPLY GAS MULTIPOINT TYPE |  | 3 Star - Gas Point, Water + Space Heat Appliances | Gas Point Water and Space Heating Appliances | Gas Water Heaters | IT | 632.3052 | Water Heater:Supply and fix new multipoint gas water heater turn off/on supplies, drain down, refill, supply and fix new heater, adjust pipework test, cut flue opening, make good. | Water Heater:Supply and fix new multipoint gas water heater with flue including turn off supplies, drain down, supply and fix new heater, adjust pipework and connect to supplies, refill and test, cut out wall for flue and make good all finishes and remove waste and debris. | 632.3052
HE020401 |  | R | GAS COOKER:RENEW FREESTANDING COMPLETE |  | 3 Star - Gas Sundry Works | Gas Cookers | Domestic Gas Cookers - Renewals | NO | 504.3483 | Gas Cooker:Isolate supply, disconnect existing, clear away, supply and install new gas cooker [PC Sum of £350], reconnect, carry out gas tests on cooker and pipework and leave in working order. | Gas Cooker Unit:Isolate supply, disconnect existing, clear away, supply and install new gas cooker complete [PC Sum for supply and delivery to site £350.00 excluding VAT], reconnect, carry out gas tests on cooker and pipework and leave in working order and remove waste and debris. | 504.3483
HE020403 |  | R | GAS HOB UNIT:RENEW COMPLETE |  | 3 Star - Gas Sundry Works | Gas Cookers | Domestic Gas Cookers - Renewals | NO | 309.1483 | Gas Hob Unit:Isolate supply, disconnect existing, clear away, supply and install new 4 ring gas hob unit [PC Sum of £190], reconnect, carry out gas tests on hob unit/pipework, leave in working order. | Gas Hob Unit:Isolate supply, disconnect existing, clear away, supply and install new 4 ring gas hob unit complete [PC Sum for supply and delivery to site £190.00 excluding VAT], reconnect, carry out gas tests on hob unit and pipework and leave in working order and remove waste and debris. | 309.1483
HE020501 |  | U | GAS COOKER:RENEW SUPPLY HOSE 500MM |  | 3 Star - Gas Sundry Works | Gas Cookers | Domestic Gas Cookers - Supply Hoses | NO | 29.9256 | Gas Cooker:Renew 500mm long proprietary gas supply hose with snap fit connectors to supply outlet and to domestic gas cooker and remove waste and debris. | Gas Cooker:Renew 500mm long proprietary gas supply hose with snap fit connectors to supply outlet and to domestic gas cooker and remove waste and debris. | 29.9256
HE020503 |  | U | GAS COOKER:RENEW SUPPLY HOSE 1000MM |  | 3 Star - Gas Sundry Works | Gas Cookers | Domestic Gas Cookers - Supply Hoses | NO | 35.5299 | Gas Cooker:Renew 1000mm long proprietary gas supply hose with snap fit connectors to supply outlet and to domestic gas cooker and remove waste and debris. | Gas Cooker:Renew 1000mm long proprietary gas supply hose with snap fit connectors to supply outlet and to domestic gas cooker and remove waste and debris. | 35.5299
HE020601 |  | U | GAS COOKER:RESPONSE CALL-OUT REPAIR NO PARTS |  | 3 Star - Gas Sundry Works | Gas Cookers | Domestic Gas Cookers - Fault Locating | IT | 33.0952 | Gas Cooker:Response call-out to any type of domestic gas cooker supplied by Client, locate fault, carry out minor repairs, no parts required, report to Client Representative. | Gas Cooker:Response call-out to any type of domestic gas cooker supplied by Client, locate fault, and, carry out minor repairs or remedial works to remedy fault, including labour, and plant, test on completion and leave cooker in working order, and remove waste and debris and report to Client Representative. | 33.0952
HE020602 |  | U | GAS COOKER:RESPONSE AND RECTIFY CALL-OUT |  | 3 Star - Gas Sundry Works | Gas Cookers | Domestic Gas Cookers - Fault Locating | IT | 125.584 | Gas Cooker:Response call-out to Client's domestic gas cooker, locate fault, test, minor renewals/repairs/remedial works to remedy fault (material parts allowance £35.00) and report to CR. | Gas Cooker:Response call-out to any type of domestic gas cooker supplied by Client, locate fault, including any necessary testing and report to Client Representative, carry out minor renewals/repairs/remedial works to remedy fault including all necessary labour, plant and material (material parts allowance £35.00) test operation of equipment/installation and remove waste and debris. | 125.584
HE020603 |  | R | GAS COOKER:RESPONSE CALL-OUT REPAIR PARTS £35.00 |  | 3 Star - Gas Sundry Works | Gas Cookers | Domestic Gas Cookers - Fault Locating | IT | 108.034 | Gas Cooker:Response call-out to any type of domestic gas cooker supplied by Client, locate fault, carry out minor repairs, [parts cost allowance £35.00], report to Client Representative. | Gas Cooker:Response call-out to any type of domestic gas cooker supplied by Client, locate fault, carry out minor renewals/repairs/remedial works to remedy fault including all necessary labour, plant and material [parts cost allowance £35.00] test on completion and leave cooker in working order, and remove waste and debris and report to Client Representative. | 108.034
HE020605 |  | U | GAS COOKER:RESPONSE CALL-OUT |  | 3 Star - Gas Sundry Works | Gas Cookers | Domestic Gas Cookers - Fault Locating | IT | 22.2621 | Gas Cooker:Response call-out to any type of domestic gas cooker supplied by the Client, locate fault, including any necessary testing and report to Client Representative. | Gas Cooker:Response call-out to any type of domestic gas cooker supplied by the Client, locate fault, including any necessary testing and report to Client Representative. | 22.2621
HE020701 |  | U | GAS COOKER:DISCONNECT BAYONET TYPE SEAL MAKE SAFE |  | 3 Star - Gas Sundry Works | Gas Cookers | Domestic Gas Cookers - Connections and Testing | NO | 12.5935 | Gas Cooker:Isolate supply and disconnect any gas cooker (bayonet type fitting) and leave safe. | Gas Cooker:Isolate supply and disconnect any gas cooker (bayonet type fitting) and leave safe. | 12.5935
HE020703 |  | U | GAS COOKER:DISCONNECT SEAL CAP MAKE SAFE |  | 3 Star - Gas Sundry Works | Gas Cookers | Domestic Gas Cookers - Connections and Testing | NO | 10.9906 | Gas Cooker:Isolate supply and disconnect any gas cooker, cap off supply pipework and leave safe. | Gas Cooker:Isolate supply and disconnect any gas cooker, cap off supply pipework and leave safe. | 10.9906
HE020705 |  | U | GAS COOKER:RECONNECT WITH BAYONET TEST |  | 3 Star - Gas Sundry Works | Gas Cookers | Domestic Gas Cookers - Connections and Testing | NO | 14.1699 | Gas Cooker:Connect or reconnect any gas cooker with bayonet type fitting, test and leave in working order. | Gas Cooker:Connect or reconnect any gas cooker with bayonet type fitting, test and leave in working order. | 14.1699
HE020707 |  | U | GAS COOKER:RECONNECT AND TEST |  | 3 Star - Gas Sundry Works | Gas Cookers | Domestic Gas Cookers - Connections and Testing | NO | 12.8914 | Gas Cooker:Connect or reconnect any gas cooker including removing temporary capping to supply, test and leave in working order. | Gas Cooker:Connect or reconnect any gas cooker including removing temporary capping to supply, test and leave in working order. | 12.8914
HE020709 |  | U | GAS COOKER:RENEW STABILITY CHAIN |  | 3 Star - Gas Sundry Works | Gas Cookers | Domestic Gas Cookers - Connections and Testing | NO | 12.1606 | Gas Cooker:Renew or install gas cooker stability chain in accordance with the manufacturers technical data sheet and remove waste and debris. | Gas Cooker:Renew or install gas cooker stability chain in accordance with the manufacturers technical data sheet and remove waste and debris. | 12.1606
HE020711 |  | U | GAS COOKER:SUPPLY OR RENEW SUPPLY BAYONET FITTING |  | 3 Star - Gas Sundry Works | Gas Cookers | Domestic Gas Cookers - Connections and Testing | NO | 20.0635 | Gas Cooker:Isolate supply to any gas cooker point, remove existing fitting, renew or supply and fix new bent or straight bayonet socket fitting screwed to supply pipe, test and leave safe. | Gas Cooker:Isolate supply to any gas cooker point, remove existing bayonet socket, capped end or other fitting, renew or supply and fix new bent or straight bayonet socket fitting screwed to existing supply pipe, test and leave safe and remove waste and debris. | 20.0635
HE020713 |  | U | GAS COOKER:SUPPLY OR RENEW BAYONET AND EXTEND PIPE |  | 3 Star - Gas Sundry Works | Gas Cookers | Domestic Gas Cookers - Connections and Testing | NO | 43.3508 | Gas Cooker:Isolate supply to any gas point, remove existing fitting, extend existing supply pipe by up to 3.00m with copper pipe and fittings, fix bent or straight bayonet socket fitting, test. | Gas Cooker:Isolate supply to any gas point, remove existing capped end or any other fitting, extend existing supply pipe by upto 3.00m using copper pipe and fittings, supply and fix new bent or straight bayonet socket fitting, test and leave safe and remove waste and debris. | 43.3508
HE020801 | New v8 | R | GAS COOKER:RENEW GRILLE PAN |  | 3 Star - Gas Sundry Works | Gas Cookers | Domestic Gas Cookers - Replacement Parts | NO | 22.3246 | Gas Cooker:Renew grille pan to gas domestic cooker and remove waste and debris. | Gas Cooker:Renew grille pan to gas domestic cooker and remove waste and debris. | 22.3246
HE020803 | New v8 | R | GAS COOKER:RENEW GRILLE PAN GRID |  | 3 Star - Gas Sundry Works | Gas Cookers | Domestic Gas Cookers - Replacement Parts | NO | 9.3961 | Gas Cooker:Renew grille pan grid to gas domestic cooker and remove waste and debris. | Gas Cooker:Renew grille pan grid to gas domestic cooker and remove waste and debris. | 9.3961
HE020805 | New v8 | R | GAS COOKER:RENEW TOP PLATE |  | 3 Star - Gas Sundry Works | Gas Cookers | Domestic Gas Cookers - Replacement Parts | NO | 162.9322 | Gas Cooker:Renew top plate to gas domestic cooker and remove waste and debris. | Gas Cooker:Renew top plate to gas domestic cooker and remove waste and debris. | 162.9322
HE020807 | New v8 | R | GAS COOKER:RENEW CAKE TRAY |  | 3 Star - Gas Sundry Works | Gas Cookers | Domestic Gas Cookers - Replacement Parts | NO | 14.86 | Gas Cooker:Renew cake tray to gas domestic cooker and remove waste and debris. | Gas Cooker:Renew cake tray to gas domestic cooker and remove waste and debris. | 14.86
HE020809 | New v8 | R | GAS COOKER:RENEW BURNER |  | 3 Star - Gas Sundry Works | Gas Cookers | Domestic Gas Cookers - Replacement Parts | NO | 57.211 | Gas Cooker:Renew burner to gas domestic cooker and remove waste and debris. | Gas Cooker:Renew burner to gas domestic cooker and remove waste and debris. | 57.211
HE020811 | New v8 | R | GAS COOKER:RENEW CONTROL KNOB |  | 3 Star - Gas Sundry Works | Gas Cookers | Domestic Gas Cookers - Replacement Parts | NO | 16.8704 | Gas Cooker:Renew control knob to gas domestic cooker and remove waste and debris. | Gas Cooker:Renew control knob to gas domestic cooker and remove waste and debris. | 16.8704
HE020813 | New v8 | R | GAS COOKER:RENEW DOOR HANDLE |  | 3 Star - Gas Sundry Works | Gas Cookers | Domestic Gas Cookers - Replacement Parts | NO | 26.8154 | Gas Cooker:Renew door handle to gas domestic cooker and remove waste and debris. | Gas Cooker:Renew door handle to gas domestic cooker and remove waste and debris. | 26.8154
HE020815 | New v8 | R | GAS COOKER:RENEW SELF CLEANING PANEL |  | 3 Star - Gas Sundry Works | Gas Cookers | Domestic Gas Cookers - Replacement Parts | NO | 54.1105 | Gas Cooker:Renew self cleaning panel to gas domestic cooker and remove waste and debris. | Gas Cooker:Renew self cleaning panel to gas domestic cooker and remove waste and debris. | 54.1105
HE020817 | New v8 | R | GAS COOKER:RENEW LIGHTER |  | 3 Star - Gas Sundry Works | Gas Cookers | Domestic Gas Cookers - Replacement Parts | NO | 30.7807 | Gas Cooker:Renew gas lighter to gas domestic cooker and remove waste and debris. | Gas Cooker:Renew gas lighter to gas domestic cooker and remove waste and debris. | 30.7807
HE050101 |  | U | RADIATOR:RELOCATE POSITION |  | 3 Star - Sundry Works | Sundry Works | Relocate Radiators | IT | 205.8168 | Radiator:Isolate, drain down, remove,set aside radiator for reuse, cut back flow and return pipes, run new pipes to relocated position, refix radiator, connect to new pipes, refill, instal inhibitor. | Radiator:Relocate position of radiator, isolate, drain down, remove, set aside radiator for reuse, cut back flow and return pipework to floor or ceiling void and run new pipework to relocated position including all bends, connectors, clips etc., refix existing radiator in new position, connect to new new flow and return pipework, refill and recommission the heating system, including installing corrosion inhibitor, vent and test and remove waste and debris. | 205.8168
HE060101 |  | U | POWER FLUSH:EXISTING HEATING SYSTEM |  | 3 Star - Sundry Works | Sundry Works | Power Flushing | IT | 179.713 | Power Flush:Undertake power flushing of existing heating systems when specifically instructed by Client Representative during installation of new boiler or whilst extending existing installation. | Power Flush:Undertake power flushing of existing heating systems when specifically instructed by Client Representative during installation of new boiler or whilst extending existing installation and remove waste and debris. | 179.713
HE070101 |  | U | BOILER:RENEW THERMOSTAT |  | 1 Star - Mechanical Services | Heating Boilers Controls | Boiler Controls | IT | 67.2665 | Boiler:Renew thermostat to central heating boiler including make connections, make good finishes and test and remove waste and debris. | Boiler:Renew thermostat to central heating boiler including make connections, make good finishes and test and remove waste and debris. | 67.2665
HE070103 |  | U | BOILER:RENEW ROOM THERMOSTAT |  | 1 Star - Mechanical Services | Heating Boilers Controls | Boiler Controls | IT | 38.7601 | Boiler:Renew room thermostat to central heating system including make connections, make good finishes and test and remove waste and debris. | Boiler:Renew room thermostat to central heating system including make connections, make good finishes and test and remove waste and debris. | 38.7601
HE070105 |  | U | BOILER:RENEW PROGRAMMER |  | 1 Star - Mechanical Services | Heating Boilers Controls | Boiler Controls | IT | 78.5083 | Boiler:Renew central heating programmer with microelectric time controller including make all connections and test and remove waste and debris. | Boiler:Renew central heating programmer with microelectric time controller including make all connections and test and remove waste and debris. | 78.5083
HE070107 |  | U | BOILER:RENEW CENTRAL HEATING TIME CLOCK |  | 1 Star - Mechanical Services | Heating Boilers Controls | Boiler Controls | IT | 75.2854 | Boiler:Renew central heating time clock including make all connections and test and remove waste and debris. | Boiler:Renew central heating time clock including make all connections and test and remove waste and debris. | 75.2854
HE070109 |  | U | BOILER:REMEDY FAULT TO CONTROLS |  | 1 Star - Mechanical Services | Heating Boilers Controls | Boiler Controls | IT | 27.2452 | Boiler:Remedy fault to central heating controls including test all wiring and components, check fuses and appliances, adjust controls, rectify minor faults, provide report to CR. | Boiler:Remedy fault to central heating controls including test all wiring and components, check fuses and appliances, adjust controls, rectify minor faults on completion, provide report to Client Representative. | 27.2452
HE070111 |  | U | BOILER:RENEW ROOM THERMOSTAT - WIRELESS |  | 1 Star - Mechanical Services | Heating Boilers Controls | Boiler Controls | IT | 69.6715 | Boiler:Renew existing with wireless room thermostat to central heating system including make connections, make good finishes and test and remove waste and debris. | Boiler:Renew existing with wireless room thermostat to central heating system including make connections, make good finishes and test and remove waste and debris. | 69.6715
HE070113 |  | U | BOILER:RENEW PROGRAMMER - WIRELESS |  | 1 Star - Mechanical Services | Heating Boilers Controls | Boiler Controls | IT | 114.088 | Boiler:Renew existing with wireless central heating programmer with microelectric time controller including make all connections and test and remove waste and debris. | Boiler:Renew existing with wireless central heating programmer with microelectric time controller including make all connections and test and remove waste and debris. | 114.088
MG020601 | New v8 | R | AIR SOURCE HEAT PUMPS:ANNUAL INSPECTION |  | Energy Efficiency Appliances And Components | Air Source Heat Pumps | Air Source Heat Pumps - Periodic Inspections | IT | 86.1233 | Air Source Heat Pump:Undertake annual maintenance inspection of air source heat pump unit, clean surfaces of unit, check operation, pressure check, clean filters, test and leave in full working order. | Air Source Heat Pump:Undertake annual maintenance inspection of air source heat pump unit, clean surfaces of unit, check operation of unit and inverter, undertake pressure check, clean filters, test and leave in full working order. | 86.1233
MG020603 |  | U | AIR SOURCE HEAT PUMPS:QUARTERLY INSPECTION |  | Energy Efficiency Appliances And Components | Air Source Heat Pumps | Air Source Heat Pump - Breakdown Callout | IT | 63.8612 | Air Source Heat Pump:Undertake quarterly inspection of air source heat pump unit, clean surfaces of unit, unit, clean filters, test and leave in full working order. | Air Source Heat Pump:Undertake quarterly inspection of air source heat pump unit, clean surfaces of unit, unit, clean filters, test and leave in full working order. | 63.8612
MG020701 |  | U | AIR SOURCE HEAT PUMPS:CALLOUT - NO PARTS REQUIRED |  | Energy Efficiency Appliances And Components | Air Source Heat Pumps | Air Source Heat Pump - Breakdown Callout | IT | 58.0112 | Air Source Heat Pump:Attend to breakdown callout, inspect unit for visible damage, check operation of unit and inverter, test and leave in full working order. | Air Source Heat Pump:Attend to breakdown callout, inspect unit for visible damage, check operation of unit and inverter, test and leave in full working order. | 58.0112
MG020703 |  | U | AIR SOURCE HEAT PUMPS:CALLOUT-PARTS NE £10.00 |  | Energy Efficiency Appliances And Components | Air Source Heat Pumps | Air Source Heat Pump - Breakdown Callout | IT | 69.7112 | Air Source Heat Pump:Attend to breakdown callout, inspect, check operation, minor renewals or repairs [material parts allowance £10.00] test, report to CR, (can only be claimed if instructed by CR). | Air Source Heat Pump:Attend to breakdown callout, inspect unit for visible damage, check operation of unit and inverter, undertake minor renewals or repairs to remedy fault [material parts allowance £10.00] test, leave in full working order and report to Client Representative and remove waste and debris (can only be claimed if instructed by Client Representative). | 69.7112
MG020705 |  | U | AIR SOURCE HEAT PUMPS:CALLOUT-PARTS NE £50.00 |  | Energy Efficiency Appliances And Components | Air Source Heat Pumps | Air Source Heat Pump - Breakdown Callout | IT | 116.5112 | Air Source Heat Pump:Attend to breakdown callout, inspect, check operation, minor renewals or repairs [material parts allowance £50.00] test, report to CR, (can only be claimed if instructed by CR). | Air Source Heat Pump:Attend to breakdown callout, inspect unit for visible damage, check operation of unit and inverter, undertake minor renewals or repairs to remedy fault [material parts allowance £50.00] test, leave in full working order and report to Client Representative and remove waste and debris (can only be claimed if instructed by Client Representative). | 116.5112
MG020707 | New v8 | R | AIR SOURCE HEAT PUMPS:CALLOUT-PARTS NE £100.00 |  | Energy Efficiency Appliances And Components | Air Source Heat Pumps | Air Source Heat Pump - Breakdown Callout | IT | 57.2231 | Air Source Heat Pump:Attend to breakdown callout, inspect, check operation, minor renewals or repairs [material parts allowance £100.00] test, report to CR, (can only be claimed if instructed by CR). | Air Source Heat Pump:Attend to breakdown callout, inspect, check operation, minor renewals or repairs, top up or renew glycol and/or refrigerant gas [material parts allowance £100.00] test, report to Client's Representative, (can only be claimed if instructed by Client's Representative). | 57.2231
MG020709 |  | U | AIR SOURCE HEAT PUMPS:CALLOUT-PARTS NE £150.00 |  | Energy Efficiency Appliances And Components | Air Source Heat Pumps | Air Source Heat Pump - Breakdown Callout | IT | 233.5112 | Air Source Heat Pump:Attend to breakdown callout, inspect, check operation, minor renewals or repairs [material parts allowance £150.00] test, report to CR, (can only be claimed if instructed by CR). | Air Source Heat Pump:Attend to breakdown callout, inspect unit for visible damage, check operation of unit and inverter, undertake minor renewals or repairs to remedy fault [material parts allowance £150.00] test, leave in full working order and report to Client representative and remove waste and debris (can only be claimed if instructed by Client Representative). | 233.5112
MG020711 | New v8 | R | AIR SOURCE HEAT PUMPS:CALLOUT-PARTS NE £200.00 |  | Energy Efficiency Appliances And Components | Air Source Heat Pumps | Air Source Heat Pump - Breakdown Callout | IT | 57.2231 | Air Source Heat Pump:Attend to breakdown callout, inspect, check operation, minor renewals or repairs [material parts allowance £200.00] test, report to CR, (can only be claimed if instructed by CR). | Air Source Heat Pump:Attend to breakdown callout, inspect, check operation, minor renewals or repairs, top up or renew glycol and/or refrigerant gas[material parts allowance £200.00] test, report to Client's Representative, (can only be claimed if instructed by Client's Representative). | 57.2231
MG020713 | New v8 | R | AIR SOURCE HEAT PUMPS:CALLOUT-PARTS NE £250.00 |  | Energy Efficiency Appliances And Components | Air Source Heat Pumps | Air Source Heat Pump - Breakdown Callout | IT | 57.2231 | Air Source Heat Pump:Attend to breakdown callout, inspect, check operation, minor renewals or repairs [material parts allowance £250.00] test, report to CR, (can only be claimed if instructed by CR). | Air Source Heat Pump:Attend to breakdown callout, inspect, check operation, minor renewals or repairs, top up or renew glycol and/or refrigerant gas [material parts allowance £250.00] test, report to Client's Representative, (can only be claimed if instructed by Client's Representative). | 57.2231
MG020715 | New v8 | R | AIR SOURCE HEAT PUMPS:CALLOUT-PARTS NE £350.00 |  | Energy Efficiency Appliances And Components | Air Source Heat Pumps | Air Source Heat Pump - Breakdown Callout | IT | 57.2231 | Air Source Heat Pump:Attend to breakdown callout, inspect, check operation, minor renewals or repairs [material parts allowance £350.00] test, report to CR, (can only be claimed if instructed by CR). | Air Source Heat Pump:Attend to breakdown callout, inspect, check operation, minor renewals or repairs, top up or renew glycol and/or refrigerant gas[material parts allowance £350.00] test, report to Client's Representative, (can only be claimed if instructed by Client's Representative). | 57.2231
MG020717 | New v8 | R | AIR SOURCE HEAT PUMPS:CALLOUT-PARTS NE £500.00 |  | Energy Efficiency Appliances And Components | Air Source Heat Pumps | Air Source Heat Pump - Breakdown Callout | IT | 57.2231 | Air Source Heat Pump:Attend to breakdown callout, inspect, check operation, minor renewals or repairs [material parts allowance £500.00] test, report to CR, (can only be claimed if instructed by CR). | Air Source Heat Pump:Attend to breakdown callout, inspect, check operation, minor renewals or repairs, top up or renew glycol and/or refrigerant gas[material parts allowance £500.00] test, report to Client's Representative, (can only be claimed if instructed by Client's Representative). | 57.2231
MG020801 |  | U | AIR SOURCE HEAT PUMPS:RENEW INVERTER |  | Energy Efficiency Appliances And Components | Air Source Heat Pumps | Air Source Heat Pump - Inverter Renewal | IT | 1297.3483 | Air Source Heat Pump:Renew inverter, disconnect, install new inverter [PC Sum for supply and delivery £1000.00 excluding VAT], inspect, check operation, and inverter, test, leave in working order. | Air Source Heat Pump:Renew inverter, disconnect existing, install new inverter [PC Sum for supply and delivery of inverter £1,000.00 excluding VAT], inspect unit for visible damage, check operation of unit and inverter, test, leave in full working order and remove waste and debris. | 1297.3483
MG020803 | New v8 | R | AIR SOURCE HEAT PUMPS:RENEW CIRCULATION PUMP |  | Energy Efficiency Appliances And Components | Air Source Heat Pumps | Air Source Heat Pump - Component Renewal | IT | 218.8904 | Air Source Heat Pump:Renew circulation pump, disconnect, install new 7m head hydro box circulation pump, all connections, check operation, test, remove waste and debris | Air Source Heat Pump: Renew circulation pump, disconnect, install new 7m head hydro box circulation pump, all builders work and connections, check operation, test, commission, make good, remove waste and debris | 218.8904
MG020805 | New v8 | R | AIR SOURCE HEAT PUMPS:RENEW WIRELESS THERMOSTAT |  | Energy Efficiency Appliances And Components | Air Source Heat Pumps | Air Source Heat Pump - Component Renewal | IT | 94.9289 | Air Source Heat Pump:Renew thermostat, disconnect, install new wireless thermostat to ASHP, all connections, check operation, test, remove waste and debris | Air Source Heat Pump:Renew remote thermostat with wireless type, disconnect, install new wireless thermostat to ASHP, all builders work and connections, check operation, test, commission, make good, remove waste and debris | 94.9289
MG020807 | New v8 | R | AIR SOURCE HEAT PUMPS:INSTALL FILL AND FLUSH VALVE |  | Energy Efficiency Appliances And Components | Air Source Heat Pumps | Air Source Heat Pump - Component Renewal | IT | 113.2394 | Air Source Heat Pumps:Isolate, flush and fill with glycol, supply and install flush and fill valve, check operation of pump, test and leave in working order | Air Source Heat Pumps:Isolate, flush and fill with glycol, supply and install flush and fill valve, check operation of pump, test, recommission, leave in working order, make good and leave in working order. | 113.2394
MG020809 | New v8 | R | AIR SOURCE HEAT PUMPS:RENEW CONTROLLER |  | Energy Efficiency Appliances And Components | Air Source Heat Pumps | Air Source Heat Pump - Component Renewal | IT | 155.102 | Air Source Heat Pump: Renew controller, disconnect, supply, install new ASHP controller, all builders work and connections, check operation, test, commission, make good, remove waste and debris | Air Source Heat Pump: Renew controller, disconnect, supply, install new ASHP controller, all builders work and connections, check operation, test, commission, make good, remove waste and debris | 155.102
MG020811 | New v8 | R | AIR SOURCE HEAT PUMPS:RENEW DHW EXPANSION VESSEL |  | Energy Efficiency Appliances And Components | Air Source Heat Pumps | Air Source Heat Pump - Component Renewal | IT | 175.5887 | Air Source Heat Pump: Renew expansion vessel, disconnect, install new 24 litre DHW expansion vessel, builders work, connections, check operation, test, commission, make good, remove waste and debris | Air Source Heat Pump: Renew expansion vessel, disconnect, supply, install new 24 litre DHW expansion vessel, all builders work and connections, check operation, test, commission, make good, remove waste and debris | 175.5887
MG020813 | New v8 | R | AIR SOURCE HEAT PUMPS:RENEW CW INLET CONTROL VALVE |  | Energy Efficiency Appliances And Components | Air Source Heat Pumps | Air Source Heat Pump - Component Renewal | IT | 58.0037 | Air Source Heat Pump: Renew cold water inlet control valve, disconnect, install new contol valve, builders work, connections, check operation, test, commission, make good, remove waste and debris | Air Source Heat Pump: Renew cold water inlet control valve, disconnect, supply, install new contol valve, all builders work and connections, check operation, test, commission, make good, remove waste and debris | 58.0037
MG020815 | New v8 | R | AIR SOURCE HEAT PUMPS:RENEW PRESSURE GAUGE |  | Energy Efficiency Appliances And Components | Air Source Heat Pumps | Air Source Heat Pump - Component Renewal | IT | 69.4814 | Air Source Heat Pump: Renew pressure gauge, disconnect, supply, install new ASHP pressure gauge, builders work and connections, check operation, test, commission, make good, remove waste and debris | Air Source Heat Pump: Renew pressure gauge, disconnect, supply, install new ASHP pressure gauge, all builders work and connections, check operation, test, commission, make good, remove waste and debris | 69.4814
MG020817 | New v8 | R | AIR SOURCE HEAT PUMPS:RENEW HYDRO BOX |  | Energy Efficiency Appliances And Components | Air Source Heat Pumps | Air Source Heat Pump - Component Renewal | IT | 1271.3522 | Air Source Heat Pump: Renew hydro box, disconnect, install new ASHP hydro box, builders work, connections, refrigerant and glycol, check operation, test, commission, make good, remove waste and debris | Air Source Heat Pump: Renew hydro baox, disconnect, supply, install new ASHP hydro box, all builders work and connections, refrigerant and glycol, check operation, test, commission, make good, remove waste and debris | 1271.3522
MG020819 | New v8 | R | AIR SOURCE HEAT PUMPS:RENEW THERMOSTAT |  | Energy Efficiency Appliances And Components | Air Source Heat Pumps | Air Source Heat Pump - Component Renewal | IT | 89.3012 | Air Source Heat Pump: Renew thermostat, disconnect, supply, install new ASHP thermostat, all builders work and connections, check operation, test, commission, make good, remove waste and debris | Air Source Heat Pump: Renew thermostat, disconnect, supply, install new ASHP thermostat, all builders work and connections, check operation, test, commission, make good, remove waste and debris | 89.3012
MG020821 | New v8 | R | AIR SOURCE HEAT PUMPS:RENEW CONTACTOR |  | Energy Efficiency Appliances And Components | Air Source Heat Pumps | Air Source Heat Pump - Component Renewal | IT | 102.7445 | Air Source Heat Pump: Renew contactor, disconnect, supply, install new ASHP contactor, all builders work and connections, check operation, test, commission, make good, remove waste and debris | Air Source Heat Pump: Renew contactor, disconnect, supply, install new ASHP contactor, all builders work and connections, check operation, test, commission, make good, remove waste and debris | 102.7445
MG020823 | New v8 | R | AIR SOURCE HEAT PUMPS:RENEW SYSTEM FILLER |  | Energy Efficiency Appliances And Components | Air Source Heat Pumps | Air Source Heat Pump - Component Renewal | IT | 116.1644 | Air Source Heat Pump: Renew system filler valve, disconnect, install new ASHP system filler valve, builders work, connections, refrigerant, glycol check operation, test, commission, make good | Air Source Heat Pump: Renew system filler valve, disconnect, supply, install new ASHP system filler valve, all builders work and connections, refrigerant and glycol check operation, test, commission, make good, remove waste and debris | 116.1644
MG020825 | New v8 | R | AIR SOURCE HEAT PUMPS:RENEW COMPRESSOR |  | Energy Efficiency Appliances And Components | Air Source Heat Pumps | Air Source Heat Pump - Component Renewal | IT | 1318.1405 | Air Source Heat Pump: Renew compressor, disconnect, install new ASHP compressor, builders work, connections, refrigerant, glycol, check operation, test, commission, make good, remove waste and debris | Air Source Heat Pump: Renew compressor, disconnect, supply, install new ASHP compressor, all builders work and connections, refrigerant and glycol, check operation, test, commission, make good, remove waste and debris | 1318.1405
MG020827 | New v8 | R | AIR SOURCE HEAT PUMPS:RENEW HEAT EXCHANGER |  | Energy Efficiency Appliances And Components | Air Source Heat Pumps | Air Source Heat Pump - Component Renewal | IT | 399.0236 | Air Source Heat Pump: Renew heat exchanger, disconnect, install new ASHP heat exchanger, builders work, connections, refrigerant and glycol, check operation, test, commission, make good | Air Source Heat Pump: Renew heat exchanger, disconnect, supply, install new ASHP heat exchanger, all builders work and connections, refrigerant and glycol, check operation, test, commission, make good, remove waste and debris | 399.0236
MG020829 | New v8 | R | AIR SOURCE HEAT PUMPS:RENEW SOLAR PUMP |  | Energy Efficiency Appliances And Components | Air Source Heat Pumps | Air Source Heat Pump - Component Renewal | IT | 217.6268 | Air Source Heat Pump: Renew solar pump, disconnect, install new ASHP solar pumpr, builders work, connections, refrigerant, glycol, check operation, test, commission, make good, remove waste and debris | Air Source Heat Pump: Renew solar pump, disconnect, supply, install new ASHP solar pumpr, all builders work and connections, refrigerant and glycol, check operation, test, commission, make good, remove waste and debris | 217.6268
MG020831 | New v8 | R | AIR SOURCE HEAT PUMPS:RENEW EXPANSION VALVE |  | Energy Efficiency Appliances And Components | Air Source Heat Pumps | Air Source Heat Pump - Component Renewal | IT | 175.5887 | Air Source Heat Pump: Renew potable water expansion vessel, disconnect, install new 25 litre vessel, builders work, connections, check operation, test, commission, make good, remove waste and debris | Air Source Heat Pump: Renew potable water expansion vessel, disconnect, supply, install new 25 litre expansion vessel, all builders work and connections, check operation, test, commission, make good, remove waste and debris | 175.5887
MG020833 | New v8 | R | AIR SOURCE HEAT PUMPS:RENEW UFH CONTROL UNIT |  | Energy Efficiency Appliances And Components | Air Source Heat Pumps | Air Source Heat Pump - Component Renewal | IT | 309.1208 | Air Source Heat Pump: Renew UFH control unit, disconnect, install new ASHP UFH control unit incuding actuators and room stats, builders work, connections, check operation, test, commission, make good | Air Source Heat Pump: Renew UFH control unit, disconnect, supply, install new ASHP UFH control unit incuding actuators and room stats, all builders work and connections, check operation, test, commission, make good, remove waste and debris | 309.1208
MG020835 | New v8 | R | AIR SOURCE HEAT PUMPS:RENEW ANTI VIBRATING MOUNTS |  | Energy Efficiency Appliances And Components | Air Source Heat Pumps | Air Source Heat Pump - Component Renewal | IT | 86.8793 | Air Source Heat Pump: Renew anti vibrating mounts to compressor, disconnect,set aside, install new anti vibrating mounts to compressor, reinstate, builders work, connections, refill, check operation | Air Source Heat Pump: Renew anti vibrating mounts to compressor, disconnect,set aside, install new anti vibrating mounts to compressor, reinstate, all builders work and connections, refrigerant and glycol, check operation, test, commission, make good, remove waste and debris | 86.8793
MG020837 | New v8 | R | AIR SOURCE HEAT PUMPS:RENEW FAN GRILLE |  | Energy Efficiency Appliances And Components | Air Source Heat Pumps | Air Source Heat Pump - Component Renewal | IT | 163.9472 | Air Source Heat Pump: Renew fan gille to ASHP, disconnect, supply, install new fan grille, all builders work and connections, check operation, test, commission, make good, remove waste and debris | Air Source Heat Pump: Renew fan gille to ASHP, disconnect, supply, install new fan grille, all builders work and connections, check operation, test, commission, make good, remove waste and debris | 163.9472
MG020839 | New v8 | R | AIR SOURCE HEAT PUMPS:RENEW EXTERNAL LAGGING |  | Energy Efficiency Appliances And Components | Air Source Heat Pumps | Air Source Heat Pump - Component Renewal | IT | 40.2782 | Air Source Heat Pump: Renew 22mm armaflex lagging to external pipework to ASHP, disconnect, supply, install new lagging, make good, remove waste and debris | Air Source Heat Pump: Renew 22mm armaflex or other equal and approved lagging to external pipework to ASHP, disconnect, supply, install new lagging, make good, remove waste and debris | 40.2782
MG020841 | New v8 | R | AIR SOURCE HEAT PUMPS:RENEW MAGNACLEAN FILTER |  | Energy Efficiency Appliances And Components | Air Source Heat Pumps | Air Source Heat Pump - Component Renewal | IT | 170.3471 | Air Source Heat Pump: Renew magnaclean filter, disconnect, install magnaclean filter to ASHP system, builders work, connections, check operation, test, commission, make good, remove waste and debris | Air Source Heat Pump: Renew magnaclean or other equal and approved filter, disconnect, supply, install new magnaclean filter to ASHP system, all builders work and connections, check operation, test, commission, make good, remove waste and debris | 170.3471
MG020901 | New v8 | R | AIR SOURCE HEAT PUMPS:RENEW 9KW HEAT PUMP |  | Energy Efficiency Appliances And Components | Air Source Heat Pumps | Air Source Heat Pump - Component Renewal | IT | 3187.2976 | Air Source Heat Pump:Renew Heat Pump, disconnect, install new 9kW standalone Heat Pump [PC Sum for Heat Pump £2550], inspect, test, commission, leave in working order. | Air Source Heat Pump:Renew Heat Pump, disconnect, install new heat 9kW standalone pump [PC Sum for supply and delivery of Heat Pump £2,550], all builders work and connections, inspect, check operation of pump, commission, test, leave in working order, make good, remove waste and debris | 3187.2976
MG020903 | New v8 | R | AIR SOURCE HEAT PUMPS:RENEW 5KW HEAT PUMP |  | Energy Efficiency Appliances And Components | Air Source Heat Pumps | Air Source Heat Pump - Component Renewal | IT | 2661.1488 | Air Source Heat Pump:Renew heat pump , disconnect, install new 5Kw heat pump [PC Sum for supply and delivery £2150 excluding VAT], inspect, test, commission, leave in working order. | Air Source Heat Pump:Renew heat pump , disconnect, install new heat 5kw heat pump [PC Sum for supply and delivery £2,150 excluding VAT], all builders work and connections, inspect, check operation of pump, commission, test, leave in working order, make good, remove waste and debris | 2661.1488
MG021001 | New v8 | R | HEAT PUMP:RENEW WITH EXT 7.5KW ASHP - EXISTING |  | Energy Efficiency Appliances And Components | Air Source Heat Pumps - Heating Only | New Positions to Existing Central Heating Systems | IT | 3514.8035 | Heat Pump:Renew boiler with externally mounted 7.5kW Air Source Heat Pump [PC Sum for heat pump etc £2150] isolate supplies, remove existing installation, new flow/return pipework, controls, TRVs. | Heat Pump:Renew boiler with externally mounted 7.5kW Air Source heat pump [PC Sum for supply and delivery of heat pump etc. £2,150] including isolate supplies, drain down and remove existing, pipework and boiler, supply and fix new heat pump to new concrete base externally, renew supply and flow and return pipework and connect to supplies and meter, provide new sensors, programmer, pump, pressure vessel, auxiliary electric heater, motorised valve, and thermostatic radiator valves for upto 7 existing radiators, refill including corrosion inhibitor and test, remake all electrical connections including bonding, and make good all finishes, [additional builders works associated with making good of original flue opening to be claimed against Item RE160101] and remove waste and debris, system to be installed in accordance with manufacturers' technical data sheet and left in full working order. | 3514.8035
MG021003 | New v8 | R | HEAT PUMP:RENEW WITH EXT 9.0KW ASHP - EXISTING |  | Energy Efficiency Appliances And Components | Air Source Heat Pumps - Heating Only | New Positions to Existing Central Heating Systems | IT | 4008.9035 | Heat Pump:Renew boiler with externally mounted 9.0kW Air Source Heat Pump [PC Sum for heat pump etc £2555] isolate supplies, remove existing installation, new flow/return pipework, controls, TRVs. | Heat Pump:Renew boiler with externally mounted 9.0kW heat pump [PC Sum for supply and delivery of heat pump etc. £2,555] including isolate supplies, drain down and remove existing, pipework and boiler, supply and fix new heat pump to new concrete base externally, renew supply and flow and return pipework and connect to supplies and meter, provide new sensors, programmer, pump, pressure vessel, auxiliary electric heater, motorised valve, and thermostatic radiator valves for upto 7 existing radiators, refill including corrosion inhibitor and test, remake all electrical connections including bonding, and make good all finishes, [additional builders works associated with making good of original flue opening to be claimed against Item RE160101] and remove waste and debris, system to be installed in accordance with manufacturers instructions and left in full working order. | 4008.9035
MG021005 | New v8 | R | HEAT PUMP:RENEW WITH EXT 10.5KW ASHP - EXISTING |  | Energy Efficiency Appliances And Components | Air Source Heat Pumps - Heating Only | New Positions to Existing Central Heating Systems | IT | 5259.4035 | Heat Pump:Renew boiler with externally mounted 10.0kW Air Source Heat Pump [PC Sum for heat pump etc £3580] isolate supplies, remove existing installation, new flow/return pipework, controls, TRVs. | Heat Pump:Renew boiler with externally mounted 10.5kw Air Source heat pump [PC Sum for supply and delivery of Heat Pump etc. £3,580] including isolate supplies, drain down and remove existing, pipework and boiler, supply and fix new heat pump to new concrete base externally, renew supply and flow and return pipework and connect to supplies and meter, provide new sensors, programmer, pump, pressure vessel, auxiliary electric heater, motorised valve, and thermostatic radiator valves for upto 7 existing radiators, refill including corrosion inhibitor and test, remake all electrical connections including bonding, and make good all finishes, [additional builders works associated with making good of original flue opening to be claimed against Item RE160101] and remove waste and debris, system to be installed in accordance with manufacturers' technical data sheet and left in full working order. | 5259.4035
MG021007 | New v8 | R | HEAT PUMP:RENEW WITH EXT 7.5KW ASHP - NEW |  | Energy Efficiency Appliances And Components | Air Source Heat Pumps - Heating Only | New Positions to New Central Heating Systems | IT | 3623.0777 | Heat Pump:Renew boiler with externally mounted 7.5kw Air Source Heat Pump [PC Sum complete £2145] isolate supplies, remove existing installation, new flow/return pipework, controls, manifolds. | Heat Pump:Renew boiler with externally mounted 7.5kw Air Source heat pump [PC Sum for supply and delivery of heat pump, etc. £2,145] including isolate supplies, drain down and remove existing, pipework and boiler, supply and fix new heat pump to new concrete base externally, renew supply and flow and return pipework and connect to supplies and meter, provide new sensors, programmer, pump, pressure vessel, auxiliary electric heater, motorised valve, and connections for upto 7 underfloor heating loops [for new underfloor installations see items RE162101 to RE162303], refill including corrosion inhibitor and test, remake all electrical connections including bonding, and make good all finishes, [additional builders works associated with making good of original flue opening to be claimed against Item RE160101] and remove waste and debris, system to be installed in accordance with manufacturers' technical data sheet and left in full working order. | 3623.0777
MG021009 | New v8 | R | HEAT PUMP:RENEW WITH EXT 9.0KW ASHP - NEW |  | Energy Efficiency Appliances And Components | Air Source Heat Pumps - Heating Only | New Positions to New Central Heating Systems | IT | 4123.2777 | Heat Pump:Renew boiler with externally mounted 9.0kw Air Source Heat Pump [PC Sum complete £2555] isolate supplies, remove existing installation, new flow/return pipework, controls, manifolds. | Heat Pump:Renew boiler with externally mounted 9kw Air Source heat pump [PC Sum for supply and delivery of heat pump, etc. £2,555] including isolate supplies, drain down and remove existing, pipework and boiler, supply and fix new heat pump to new concrete base externally, renew supply and flow and return pipework and connect to supplies and meter, provide new sensors, programmer, pump, pressure vessel, auxiliary electric heater, motorised valve, and connections for upto 7 underfloor heating loops [for new underfloor installations see items RE162101 to RE162303], refill including corrosion inhibitor and test, remake all electrical connections including bonding, and make good all finishes, [additional builders works associated with making good of original flue opening to be claimed against Item RE160101] and remove waste and debris, system to be installed in accordance with manufacturers' technical data sheet and left in full working order. | 4123.2777
MG021011 | New v8 | R | HEAT PUMP:RENEW WITH EXT 10.5KW ASHP - NEW |  | Energy Efficiency Appliances And Components | Air Source Heat Pumps - Heating Only | New Positions to New Central Heating Systems | IT | 5373.7777 | Heat Pump:Renew boiler with externally mounted 10.5kw Air Source Heat Pump [PC Sum complete £3580] isolate supplies, remove existing installation, new flow/return pipework, controls, manifolds. | Heat Pump:Renew boiler with externally mounted 10.5kw Air Source heat pump [PC Sum for supply and delivery of heat pump, etc. £3,580] including isolate supplies, drain down and remove existing, pipework and boiler, supply and fix new heat pump to new concrete base externally, renew supply and flow and return pipework and connect to supplies and meter, provide new sensors, programmer, pump, pressure vessel, auxiliary electric heater, motorised valve, and connections for upto 7 underfloor heating loops [for new underfloor installations see items RE162101 to RE162303], refill including corrosion inhibitor and test, remake all electrical connections including bonding, and make good all finishes, [additional builders works associated with making good of original flue opening to be claimed against Item RE160101] and remove waste and debris, system to be installed in accordance with manufacturers' technical data sheet and left in full working order. | 5373.7777
MG021013 | New v8 | R | HEAT PUMP:RENEW WITH EXT 5KW ASHP - EXIST AND HW |  | Energy Efficiency Appliances And Components | Air Source Heat Pumps - Heating Only | New Positions to Existing Systems | IT | 5735.2035 | Heat Pump:Renew boiler with externally mounted 5.0kw Air Source Heat Pump system [PC Sum complete £3970] isolate supplies, remove existing installation, new cylinder, PV, pipework, controls, TRVs. | Heat Pump:Renew boiler with externally mounted 5kw Air Source heat pump etc. [PC Sum for supply and delivery of heat pump, cylinder, pressure vessel etc. £3,970] including isolate supplies, drain down and remove existing cylinder, pipework and boiler etc, supply and fix new heat pump to new concrete base externally, renew supply and flow and return pipework and connect to supplies and meter, provide new sensors, programmer, pump, pressure vessel, cylinder, motorised valve, and thermostatic radiator valves for upto 5 existing radiators, refill including corrosion inhibitor and test, remake all electrical connections including bonding, and make good all finishes, [additional builders works associated with making good of original flue opening to be claimed against Item RE160101] and remove waste and debris, system to be installed in accordance with manufacturers' technical data sheet and left in full working order. | 5735.2035
MG021015 | New v8 | R | HEAT PUMP:RENEW WITH EXT 9KW ASHP - EXIST AND HW |  | Energy Efficiency Appliances And Components | Air Source Heat Pumps - Heating Only | New Positions to Existing Systems | IT | 6366.9406 | Heat Pump:Renew boiler with externally mounted 9.0kw Air Source Heat Pump system [PC Sum complete £4480] isolate supplies, remove existing installation, new cylinder, PV, pipework, controls, TRVs. | Heat Pump:Renew boiler with externally mounted 9kw Air Source heat pump etc. [PC Sum for supply and delivery of heat pump, cylinder, pressure vessel etc. £4,480] including isolate supplies, drain down and remove existing cylinder, pipework and boiler etc, supply and fix new heat pump to new concrete base externally, renew supply and flow and return pipework and connect to supplies and meter, provide new sensors, programmer, pump, pressure vessel, cylinder, motorised valve, and thermostatic radiator valves for upto 6 existing radiators, refill including corrosion inhibitor and test, remake all electrical connections including bonding, and make good all finishes, [additional builders works associated with making good of original flue opening to be claimed against Item RE160101] and remove waste and debris, system to be installed in accordance with manufacturers' technical data sheet and left in full working order. | 6366.9406
MG021017 | New v8 | R | HEAT PUMP:RENEW WITH EXT 14KW ASHP - EXIST AND HW |  | Energy Efficiency Appliances And Components | Air Source Heat Pumps - Heating Only | New Positions to Existing Systems | IT | 8130.615 | Heat Pump:Renew boiler with externally mounted 14.0kw Air Source Heat Pump system [PC Sum complete £5910] isolate supplies, remove existing installation, new cylinder, PV, pipework, controls, TRVs. | Heat Pump:Renew boiler with externally mounted 14kw Air Source heat pump etc. [PC Sum for supply and delivery of heat pump, cylinder, pressure vessel etc. £5,910] including isolate supplies, drain down and remove existing cylinder, pipework and boiler etc, supply and fix new heat pump to new concrete base externally, renew supply and flow and return pipework and connect to supplies and meter, provide new sensors, programmer, pump, pressure vessel, cylinder, motorised valve, and thermostatic radiator valves for upto 9 existing radiators, refill including corrosion inhibitor and test, remake all electrical connections including bonding, and make good all finishes, [additional builders works associated with making good of original flue opening to be claimed against Item RE160101] and remove waste and debris, system to be installed in accordance with manufacturers' technical data sheet and left in full working order. | 8130.615
MG021019 | New v8 | R | HEAT PUMP:RENEW WITH EXT 5KW ASHP - NEW AND HW |  | Energy Efficiency Appliances And Components | Air Source Heat Pumps - Heating Only | New Positions to New Systems | IT | 5811.429 | Heat Pump:Renew boiler with external 5.0kw Air Source Heat Pump for underfloor system [PC Sum £3970] isolate supplies, remove existing installation, new cylinder, PV, pipework, controls, manifolds. | Heat Pump:Renew boiler with externally mounted 5kw Air Source heat pump etc. [PC Sum for supply and delivery of heat pump, cylinder, pressure vessel etc. £3,970] including isolate supplies, drain down and remove existing cylinder, pipework and boiler etc, supply and fix new heat pump to new concrete base externally, renew supply and flow and return pipework and connect to supplies and meter, provide new sensors, programmer, pump, pressure vessel, cylinder, motorised valve, and connections for upto 5 underfloor heating loops [for new underfloor installations see items RE162101 to RE162303], refill including corrosion inhibitor and test, remake all electrical connections including bonding, and make good all finishes, [additional builders works associated with making good of original flue opening to be claimed against Item RE160101] and remove waste and debris, system to be installed in accordance with manufacturers' technical data sheet and left in full working order. | 5811.429
MG021021 | New v8 | R | HEAT PUMP:RENEW WITH EXT 9KW ASHP - NEW AND HW |  | Energy Efficiency Appliances And Components | Air Source Heat Pumps - Heating Only | New Positions to New Systems | IT | 6443.1661 | Heat Pump:Renew boiler with external 9.0kw Air Source Heat Pump for underfloor system [PC Sum £4480] isolate supplies, remove existing installation, new cylinder, PV, pipework, controls, manifolds. | Heat Pump:Renew boiler with externally mounted 9kw Air Source heat pump etc. [PC Sum for supply and delivery of heat pump, cylinder, pressure vessel etc. £4,480] including isolate supplies, drain down and remove existing cylinder, pipework and boiler etc, supply and fix new heat pump to new concrete base externally, renew supply and flow and return pipework and connect to supplies and meter, provide new sensors, programmer, pump, pressure vessel, cylinder, motorised valve, and connections for upto 6 underfloor heating loops [for new underfloor installations see items RE162101 to RE162303], refill including corrosion inhibitor and test, remake all electrical connections including bonding, and make good all finishes, [additional builders works associated with making good of original flue opening to be claimed against Item RE160101] and remove waste and debris, system to be installed in accordance with manufacturers' technical data sheet and left in full working order. | 6443.1661
MG021023 | New v8 | R | HEAT PUMP:RENEW WITH EXT 14KW ASHP - NEW AND HW |  | Energy Efficiency Appliances And Components | Air Source Heat Pumps - Heating Only | New Positions to New Systems | IT | 8206.8405 | Heat Pump:Renew boiler with external 14.0kW Air Source Heat Pump for underfloor system [PC Sum £5910] isolate supplies, remove existing installation, new cylinder, PV, pipework, controls, manifolds. | Heat Pump:Renew boiler with externally mounted 14kW Air Source heat pump etc. [PC Sum for supply and delivery of heat pump, cylinder, pressure vessel etc. £5,910] including isolate supplies, drain down and remove existing cylinder, pipework and boiler etc, supply and fix new heat pump to new concrete base externally, renew supply and flow and return pipework and connect to supplies and meter, provide new sensors, programmer, pump, pressure vessel, cylinder, motorised valve, and connections for upto 9 underfloor heating loops [for new underfloor installations see items RE162101 to RE162303], refill including corrosion inhibitor and test, remake all electrical connections including bonding, and make good all finishes, [additional builders works associated with making good of original flue opening to be claimed against Item RE160101] and remove waste and debris, system to be installed in accordance with manufacturers' technical data sheet and left in full working order. | 8206.8405
MG021025 | New v8 | R | HEAT PUMP:FORM NE 1500X600X150MM CONCRETE BASE |  | Energy Efficiency Appliances And Components | Air Source Heat Pumps - Heating Only | Insitu Concrete Base for Air Source Heat Pump | IT | 113.0117 | Heat Pump:Form ne 1500x600x150mm thick insitu concrete C30P base for new ASHP/GSHP, excavation, level, MOT fill ne 100mm thick, concrete C30P, formwork, trowel finish, remove waste and debris. | Heat Pump:Form ne 1500x600x150mm thick insitu concrete C30P base for new air or ground source heat pump, adjacent to dwelling, including all necessary excavation, levelling, mot fill ne 100mm thick, concrete C30P, formwork, trowel finish, remove waste and debris. | 113.0117
MG040101 |  | R | UNDERFLOOR HTG:INSTALL WOOD LOW BUILD HT HYDRONIC |  | Energy Efficiency Appliances And Components | Underfloor Heating | Low Build Height Underfloor Heating | SM | 71.1532 | Underfloor Heating:Install 13mm thick wood panel low build height 'underfloor heating' system with 12x2.0mm cross-linked polyethylene (pex) pipe and oxygen diffuser barrier, laid on floors. | Underfloor Heating:Supply and install 13mm thick wood panel low build height 'underfloor heating' system with 12x2.0mm cross-linked polyethylene (pex) pipe and oxygen diffuser barrier, over any existing timber or concrete floors, including remove existing finishes and clear and level floors, isolate supplies, drain down and remove any existing radiators and pipework, adjust supply and flow and return pipework and connect to supply manifold, provide new thermostatic room stats, refill including corrosion inhibitor and test, and ease and adjust any affected doors and make good all finishes and remove waste and debris, system to be installed in accordance with manufacturers technical data sheet and left in full working order. | 71.1532
MG040103 |  | R | UNDERFLOOR HTG:INSTALL POLY LOW BUILD HT HYDRONIC |  | Energy Efficiency Appliances And Components | Underfloor Heating | Low Build Height Underfloor Heating | SM | 100.7659 | Underfloor Heating:Install 15mm thick polystyrene panel low build height 'underfloor heating' system with 12x2.0mm cross-linked polyethylene (pex) pipe and oxygen diffuser barrier, laid on floors. | Underfloor Heating:Supply and install 15mm thick polystyrene panel low build height 'underfloor heating' system with 12x2.0mm cross-linked polyethylene (pex) pipe and oxygen diffuser barrier, over any existing timber or concrete floors, including remove existing finishes and clear and level floors, isolate supplies, drain down and remove any existing radiators and pipework, adjust supply and flow and return pipework and connect to supply mainfold, provide new thermostatic room stats, refill including corrosion inhibitor and test, and ease and adjust any affected doors and make good all finishes and remove waste and debris, system to be installed in accordance with manufacturers technical data sheet and left in full working order. | 100.7659
MG040201 |  | R | UNDERFLOOR HTG:LIFT FLOOR AND LAY HYDRONIC |  | Energy Efficiency Appliances And Components | Underfloor Heating | Low Build Height Underfloor Heating | SM | 114.5986 | Underfloor Heating:Remove rad system and install 'underfloor heating' system, grooved heat emission plate, 15x2.0mm cross-linked polyethylene (pex) pipe, oxygen diffuser barrier, all builders work. | Underfloor Heating:Remove existing floor boarding and Install 'underfloor heating' system with grooved heat emmision plate and 15x2.0mm cross-linked polyethylene (pex) pipe and oxygen diffuser barrier, including remove existing finishes, boarding and clear floor void, any required support battens, isolate supplies, drain down and remove any existing radiators and pipework, adjust supply and flow and return pipework and connect to supplies, provide new thermostatic room stats, refill including corrosion inhibitor and test, and remove waste and debris, system to be installed in accordance with manufacturers instructions and left in full working order [associated floor insulation and floor boarding items to be claimed against items RE080201 to RE081001 and RE1310001 to RE131205]. | 114.5986
MG040301 |  | R | UNDERFLOOR HTG:INSTALL MANIFOLD ETC FOR 2 LOOP SYS |  | Energy Efficiency Appliances And Components | Underfloor Heating | Low Build Height Underfloor Heating | NO | 143.9741 | Underfloor Heating:Supply and install new manifold and control set for a mimimum 2 loop underfloor heating system, refill including corrosion inhibitor and test, and remove waste and debris. | Underfloor Heating:Supply and install new manifold and control set for a mimimum 2 loop underfloor heating system including isolate supplies, drain down and remove any existing pipework, adjust supply and flow and return pipework and connect to supplies, refill including corrosion inhibitor and test, and remove waste and debris, system to be installed in accordance with manufacturers technical data sheet and left in full working order. | 143.9741
MG040303 |  | R | UNDERFLOOR HTG:ADD FOR EACH ADDITIONAL LOOP TO SYS |  | Energy Efficiency Appliances And Components | Underfloor Heating | Low Build Height Underfloor Heating | NO | 129.3064 | Underfloor Heating:New manifold and control set - ADD for each additional loop to underfloor heating system. | Underfloor Heating:New manifold and control set - ADD for each additional loop to underfloor heating system. | 129.3064
MG040401 |  | U | UNDERFLOOR HEATING:INVESTIGATE AND REMEDY LEAKS |  | Energy Efficiency Appliances And Components | Underfloor Heating | Underfloor Heating - Investigate and Remedy Leaks | IT | 202.9005 | Underfloor Heating:Investigate leak, isolate/reconnect supplies, drain down/refill, take up/relay floor covering, boarding, insulation, remedy leak, corrosion inhibitor, adjust controls, test. | Underfloor Heating:Investigate leak, take up floor covering and floor boarding as appropriate, set aside underfloor insulation, ascertain source of leak, isolate supply, drain down, remove leaking/defective length of underfloor heating pipe, prepare existing pipework and renew length of pipe including all necessary bends, connectors, fittings, reinstate supply, refill including corrosion inhibitor, test, reinstate insulation, floor boarding and floor covering, test again on completion and remove waste and debris. | 202.9005
MG040501 |  | U | UNDERFLOOR HEATING:RENEW MANIFOLD 2 LOOP SYSTEM |  | Energy Efficiency Appliances And Components | Underfloor Heating | Underfloor Heating - Renew Manifold | IT | 212.1249 | Underfloor Heating:Renew 2 loop system manifold and control, isolate/reconnect supplies, drain down/refill, disconnect/reconnect/adjust pipework, renew manifold, test, left in full working order. | Underfloor Heating:Renew manifold and control set for a mimimum 2 loop underfloor heating system including isolate supplies, drain down and disconnect pipework, remove defective manifold and install new manifold in accordance with the manufacturers technical data sheet, adjust supply and flow and return pipework and connect to supplies, test and remove waste and debris, system to be installed in accordance with manufacturers technical data sheet and left in full working order. | 212.1249
MG040503 |  | U | UNDERFLOOR HEATING:RENEW MANIFOLD 3 LOOP SYSTEM |  | Energy Efficiency Appliances And Components | Underfloor Heating | Underfloor Heating - Renew Manifold | IT | 256.554 | Underfloor Heating:Renew 3 loop system manifold and control, isolate/reconnect supplies, drain down/refill, disconnect/reconnect/adjust pipework, renew manifold, test, left in full working order. | Underfloor Heating:Renew manifold and control set for a 3 loop underfloor heating system including isolate supplies, drain down and disconnect pipework, remove defective manifold and install new manifold in accordance with the manufacturers technical data sheet, adjust supply and flow and return pipework and connect to supplies, test and remove waste and debris, system to be installed in accordance with manufacturers technical data sheet and left in full working order. | 256.554
MG040505 |  | U | UNDERFLOOR HEATING:RENEW MANIFOLD 4 LOOP SYSTEM |  | Energy Efficiency Appliances And Components | Underfloor Heating | Underfloor Heating - Renew Manifold | IT | 301.9895 | Underfloor Heating:Renew 4 loop system manifold and control, isolate/reconnect supplies, drain down/refill, disconnect/reconnect/adjust pipework, renew manifold, test, left in full working order. | Underfloor Heating:Renew manifold and control set for a 4 loop underfloor heating system including isolate supplies, drain down and disconnect pipework, remove defective manifold and install new manifold in accordance with the manufacturers technical data sheet, adjust supply and flow and return pipework and connect to supplies, test and remove waste and debris, system to be installed in accordance with manufacturers technical data sheet and left in full working order. | 301.9895
MG040601 | New v8 | R | FLOOR INSULATION:LAY 200MM QUILT - MINERAL FIBRE |  | Energy Efficiency Appliances And Components | New Insulation Within Floor Voids | Floor Void Insulation - Mineral Fibre | SM | 21.5601 | Floor Insulation:Supply, lay 200mm mineral fibre quilt between floor joists, including supports, remove, relay floor coverings, refix timber floor boarding or sheeting, remove waste and debris. | Floor Insulation:Supply and lay new minimum 200mm thick insulation quilt between joists to floor void including supports and remove and relay floor coverings and refix timber floor boarding or sheeting, clear all existing debris from under floor void, and remove waste and debris. | 21.5601
MG040701 | New v8 | R | FLOOR INSULATION:LAY 200MM QUILT - GLASS FIBRE |  | Energy Efficiency Appliances And Components | New Insulation Within Floor Voids | Floor Void Insulation - Glass Fibre | SM | 22.1217 | Floor Insulation:Supply, lay 200mm glass fibre quilt between floor joists, including supports, remove, relay floor coverings, refix timber floor boarding or sheeting, remove waste and debris. | Floor Insulation:Supply and lay new minimum 200mm thick insulation quilt between joist to floor void including supports and remove and relay coverings and refix floor timber floor boarding or sheeting, clear all existing debris from under floor void, and remove waste and debris. | 22.1217
MG040801 | New v8 | R | FLOOR INSULATION:LAY 200MM QUILT - EARTHWOOL |  | Energy Efficiency Appliances And Components | New Insulation Within Floor Voids | Floor Void Insulation - Earthwool | SM | 21.8409 | Floor Insulation:Supply, lay 200mm earthwool insulation quilt between floor joists, including supports, remove, relay floor coverings, refix timber floor boarding or sheeting, remove debris. | Floor Insulation:Supply and lay new minimum 200mm thick earthwool insulation quilt between joists to floor void including supports and remove and relay floor coverings and refix timber floor boarding or sheeting, clear all existing debris from under floor void, and remove waste and debris. | 21.8409
MG040901 | New v8 | R | FLOOR INSULATION:LAY 200MM QUILT - HEMP/COTTON MIX |  | Energy Efficiency Appliances And Components | New Insulation Within Floor Voids | Floor Void Insulation - Hemp/Cotton (ISONAT) | SM | 46.1769 | Floor Insulation:Supply, lay 200mm hemp/cotton mix quilt between floor joists, including supports, remove, relay floor coverings, refix timber floor boarding or sheeting, remove waste and debris. | Floor Insulation:Supply and lay new mimimum 200mm thick insulation quilt between joists to floor void including supports and remove and relay floor coverings and refix timber floor boarding or sheeting, clear all existing debris from under floor void, and remove waste and debris. | 46.1769
MG041001 | New v8 | R | FLOOR INSULATION:LAY 100MM QUILT - RECYCLE PLASTIC |  | Energy Efficiency Appliances And Components | New Insulation Within Floor Voids | Floor Void Insulation - Recycled Plastic | SM | 34.1961 | Floor Insulation:Supply, lay 200mm recycled plastic quilt between floor joists, including supports, remove, relay floor coverings, refix timber floor boarding or sheeting, remove waste and debris. | Floor Insulation:Supply and lay new mimimum 200mm thick insulation quilt between joists to floor void including supports and remove and relay floor coverings and refix timber floor boarding or sheeting, clear all existing debris from under floor void, and remove waste and debris. | 34.1961
MG041101 | New v8 | R | FLOOR INSULATION:LAY 200MM QUILT - SHEEPS WOOL |  | Energy Efficiency Appliances And Components | New Insulation Within Floor Voids | Floor Void Insulation - Sheeps Wool | SM | 42.0351 | Floor Insulation:Supply, lay 200mm sheeps wool quilt between floor joists, including supports, remove, relay floor coverings, refix timber floor boarding or sheeting, remove waste and debris. | Floor Insulation:Supply and lay new minimum 200mm thick insulation quilt between joists to floor void including supports and remove and relay floor coverings and refix timber floor boarding or sheeting, clear all existing debris from under floor void, and remove waste and debris. | 42.0351
MG041201 | New v8 | R | FLOOR INSULATION:LAY 200MM - RIGID POLYSTYRENE |  | Energy Efficiency Appliances And Components | New Insulation Within Floor Voids | Floor Void Insulation - Rigid Polystyrene | SM | 23.5608 | Floor Insulation:Supply, lay 200mm rigid polystyrene between floor joists, including supports, remove, relay floor coverings, refix timber floor boarding or sheeting, remove waste and debris. | Floor Insulation:Supply and lay a minimum 200mm of rigid polystyrene Insulation between joists to floor void including supports and remove and relay floor coverings and refix timber floor boarding or sheeting, clear all existing debris from under floor void, and remove waste and debris. | 23.5608
MG041301 | New v8 | R | FLOOR INSULATION:LAY FOIL AND INSULATION LAYER |  | Energy Efficiency Appliances And Components | New Insulation Within Floor Voids | Floor Void Insulation - Insulated Foils | SM | 41.1277 | Floor Insulation:Supply, lay sealed foil and foam polymer Insulation 'thin sheet' layer between floor joists, including supports, remove, relay floor coverings, refix timber floor boarding or sheeting | Floor Insulation:Supply and lay sealed Foil and foam polymer Insulation 'thin sheet' layer between joists to floor void including supports and remove and relay floor coverings and refix timber floor boarding or sheeting, clear all existing debris from under floor void, and remove waste and debris. | 41.1277
MG041401 | New v8 | R | FLOOR INSULATION:LAY 200MM THICK - RECYCLED PAPER |  | Energy Efficiency Appliances And Components | New Insulation Within Floor Voids | Floor Void Insulation - Recycled Paper | SM | 40.6022 | Floor Insulation:Supply, lay 200mm blown loose fill insulation between floor joists, including supports, remove, relay floor coverings, refix timber floor boarding or sheeting, remove waste, debris. | Floor Insulation:Supply and lay new mimimum 200mm thick blown loose fill insulation to layer between joists to floor void including supports and remove and relay floor coverings and refix timber floor boarding or sheeting, clear all existing debris from under floor void, and remove waste and debris. | 40.6022
MG041501 | New v8 | R | FLOORING:RENEW IN 19MM PLYWOOD |  | Energy Efficiency Appliances And Components | Flooring | Flooring - Rigid Sheet - WPB Plywood | SM | 54.5094 | Flooring:Renew any flooring with 19mm WBP plywood including denail joists, clear debris, punch in nails, level to existing and make good including additional noggins and support battens as necessary. | Flooring:Renew any flooring with 19mm WBP plywood including denail joists, remove waste and debris, punch in nails, level to existing and make good including additional noggins and support battens as required. | 54.5094
MG041502 | New v8 | R | FLOORING:RENEW IN 6MM PLYWOOD |  | Energy Efficiency Appliances And Components | Flooring | Flooring - Rigid Sheet - WPB Plywood | SM | 27.6451 | Flooring:Renew any flooring with 6mm WBP plywood including denail joists, clear debris, punch in nails, level to existing and make good including additional noggins and support battens as necessary. | Flooring:Renew any flooring with 6mm WBP plywood including denail joists, remove waste and debris, punch in nails, level to existing and make good including additional noggins and support battens as required. | 27.6451
MG041601 | New v8 | R | FLOORING:RENEW IN 19MM CHIPBOARD |  | Energy Efficiency Appliances And Components | Flooring | Flooring - Rigid Sheet - Flooring Grade Chipboard | SM | 33.8355 | Flooring:Renew any flooring with 19mm flooring grade V313 waterproof chipboard, denail joists, remove spoil, punch in nails, level to existing, make good, additional noggins/support battens. | Flooring:Renew any flooring with 19mm flooring grade V313 waterproof chipboard including denail joists, remove waste and debris, punch in nails, level to existing and make good including additional noggins and support battens as necessary. | 33.8355
MG041603 | New v8 | R | FLOORING:RENEW IN INSULATED CHIPBOARD |  | Energy Efficiency Appliances And Components | Flooring | Flooring - Rigid Sheet - Flooring Grade Chipboard | SM | 43.2657 | Flooring:Renew any flooring with flooring grade V313 waterproof insulating chipboard, denail joists, remove spoil, punch in nails, level to existing, make good, additional noggins/battens. | Flooring:Renew any flooring with flooring grade V313 waterproof insulating chipboard including denail joists, remove waste and debris, punch in nails and level to existing and make good including additional noggins and support battens necessary. | 43.2657
MG041701 | New v8 | R | FLOORBOARD:RENEW ANY TYPE OVER 1.0SM |  | Energy Efficiency Appliances And Components | Flooring | Flooring - Timber Board | SM | 52.1896 | Floorboard:Renew to match existing looring with 19mm T and G or square edged flooring, denail joists, punch in nails, level to existing, extra support noggins, make good, and remove waste and debris. | Floorboard:Renew to match existing any flooring with 19mm tongued and grooved or square edged flooring in area over 1.00sm including denail joists, remove waste and debris, punch in nails, level to existing and make good including any extra support noggins required. | 52.1896
MG041703 | New v8 | R | FLOORBOARD:REMOVE AND REFIX |  | Energy Efficiency Appliances And Components | Flooring | Flooring - Timber Board | SM | 19.204 | Floorboard:Remove and later refix any area of boards, including denail joists, clear away debris, punch in nails, level to existing and make good including any extra noggins required. | Floorboard:Remove and later refix any area of boards, including denail joists, clear away debris, punch in nails, level to existing and make good including any extra noggins required. | 19.204
MG041705 | New v8 | R | FLOORBOARD:REMOVE AND REFIX SINGLE BOARD |  | Energy Efficiency Appliances And Components | Flooring | Flooring - Timber Board | LM | 4.7278 | Floorboard:Remove and later refix any boards, including denail joists and remove waste and debris, punch in nails, level to existing and make good including any extra support noggins required. | Floorboard:Remove and later refix any boards, including denail joists and remove waste and debris, punch in nails, level to existing and make good including any extra support noggins required. | 4.7278
MG050101 |  | U | CYLINDER:RENEW 190 LITRE INSULATED SOLAR TWIN COIL |  | Energy Efficiency Appliances And Components | Solar Hot Water | Solar Hot Water - Pre-Insulated Direct Cylinders | NO | 654.07 | Cylinder:Turn off/on supply, drain down/refill, disconnect/reconnect, renew with 190 litre copper pre-insulated twin coil solar direct hot water cylinder complete, immersions, test, bond, test. | Cylinder:Isolate supply, drain down, disconnect, clear away and renew with 190 litre copper pre-insulated twin coil solar direct hot water cylinder, connect new and existing feed and supply supply pipes, refill, vent and test system, including all newly made joints, install 2 No. 3kW immersion heaters (lower and upper boost) and thermostat, remake all bonding, remove/refix shelves etc., reconnect electricity supply and test on completion and remove waste and debris. | 654.07
MG050103 |  | U | CYLINDER:RENEW 210 LITRE INSULATED SOLAR TWIN COIL |  | Energy Efficiency Appliances And Components | Solar Hot Water | Solar Hot Water - Pre-Insulated Direct Cylinders | NO | 716.1949 | Cylinder:Turn off/on supply, drain down/refill, disconnect/reconnect, renew with 210 litre copper pre-insulated twin coil solar direct hot water cylinder complete, immersions, test, bond, test. | Cylinder:Isolate supply, drain down, disconnect, clear away and renew with 210 litre copper pre-insulated twin coil solar direct hot water cylinder, connect new and existing feed and supply supply pipes, refill, vent and test system, including all newly made joints, install 2 no 3 kilowatt immersion heaters (lower and upper boost) and thermostat, remake all bonding, remove/refix shelves etc., reconnect electricity supply and test on completion, and remove waste and debris. | 716.1949
MG050105 |  | U | CYLINDER:RENEW 250 LITRE INSULATED SOLAR TWIN COIL |  | Energy Efficiency Appliances And Components | Solar Hot Water | Solar Hot Water - Pre-Insulated Direct Cylinders | NO | 831.5027 | Cylinder:Turn off/on supply, drain down/refill, disconnect/reconnect, renew with 250 litre copper pre-insulated twin coil solar direct hot water cylinder complete, immersions, test, bond, test. | Cylinder:Isolate supply, drain down, disconnect, clear away and renew with 250 litre copper pre-insulated twin coil solar direct hot water cylinder, connect new and existing feed and supply supply pipes, refill, vent and test system, including all newly made joints, install 2 No. 3kW immersion heaters (lower and upper boost) and thermostat, remake all bonding, remove/refix shelves etc., reconnect electricity supply and test on completion and remove waste and debris. | 831.5027
MG050107 |  | U | CYLINDER:RENEW 300 LITRE INSULATED SOLAR TWIN COIL |  | Energy Efficiency Appliances And Components | Solar Hot Water | Solar Hot Water - Pre-Insulated Direct Cylinders | NO | 922.5799 | Cylinder:Turn off/on supply, drain down/refill, disconnect/reconnect, renew with 300 litre copper pre-insulated twin coil solar direct hot water cylinder complete, immersions, test, bond, test. | Cylinder:Isolate supply, drain down, disconnect, clear away and renew with 300 litre copper pre-insulated twin coil solar direct hot water cylinder, connect new and existing feed and supply supply pipes, refill, vent and test system, including all newly made joints, install 2 no 3 kilowatt immersion heaters (lower and upper boost) and thermostat, remake all bonding, remove/refix shelves etc., reconnect electricity supply and test on completion, and remove waste and debris. | 922.5799
MG050201 |  | U | CYLINDER:RENEW INDIRECT 190 LITRE SOLAR TWIN COIL |  | Energy Efficiency Appliances And Components | Solar Hot Water | Solar Hot Water - Pre-Insulated Indirect Cylinders | NO | 757.0864 | Cylinder:Turn off/on supply, drain down/refill, disconnect/reconnect, renew with 190 litre unvented pre-insulated Economy 7 or 10 indirect cylinder complete, primary coil, refill test, bonding, test. | Cylinder:Isolate supply, drain down, disconnect, clear away and renew with 190 litre copper pre-insulated twin coil solar indirect hot water cylinder, connect new and existing feed and supply pipes, refill, vent and test system, including all newly made joints, install 1 No. 3kW auxiliary immersion heater and thermostat, remake all bonding, remove/refix shelves etc., reconnect electricity supply and test on completion and remove waste and debris. | 757.0864
MG050203 |  | U | CYLINDER:RENEW INDIRECT 210 LITRE SOLAR TWIN COIL |  | Energy Efficiency Appliances And Components | Solar Hot Water | Solar Hot Water - Pre-Insulated Indirect Cylinders | NO | 804.0844 | Cylinder:Turn off/on supply, drain down/refill, disconnect/reconnect, renew with 210 litre copper pre-insulated twin coil solar indirect hot water cylinder complete, immersions, test, bond, test. | Cylinder:Isolate supply, drain down, disconnect, clear away and renew with 210 litre copper pre-insulated twin coil solar indirect hot water cylinder, connect new and existing feed and supply supply pipes, refill, vent and test system, including all newly made joints, install 1 no 3 kilowatt auxiliary immersion heater and thermostat, remake all bonding, remove/refix shelves etc., reconnect electricity supply and test on completion, and remove waste and debris. | 804.0844
MG050205 |  | U | CYLINDER:RENEW INDIRECT 250 LITRE SOLAR TWIN COIL |  | Energy Efficiency Appliances And Components | Solar Hot Water | Solar Hot Water - Pre-Insulated Indirect Cylinders | NO | 1011.4595 | Cylinder:Turn off/on supply, drain down/refill, disconnect/reconnect, renew with 250 litre unvented pre-insulated Economy 7 or 10 indirect cylinder complete, primary coil, refill test, bonding, test. | Cylinder:Isolate supply, drain down, disconnect, clear away and renew with 250 litre copper pre-insulated twin coil solar indirect hot water cylinder, connect new and existing feed and supply supply pipes, refill, vent and test system, including all newly made joints, install 1 No. 3kW auxiliary immersion heater and thermostat, remake all bonding, remove/refix shelves etc., reconnect electricity supply and test on completion and remove waste and debris. | 1011.4595
MG050207 |  | U | CYLINDER:RENEW INDIRECT 300 LITRE SOLAR TWIN COIL |  | Energy Efficiency Appliances And Components | Solar Hot Water | Solar Hot Water - Pre-Insulated Indirect Cylinders | NO | 1095.0019 | Cylinder:Turn off/on supply, drain down/refill, disconnect/reconnect, renew with 300 litre copper pre-insulated twin coil solar indirect hot water cylinder complete, immersions, test, bond, test. | Cylinder:Isolate supply, drain down, disconnect, clear away and renew with 300 litre copper pre-insulated twin coil solar indirect hot water cylinder, connect new and existing feed and supply supply pipes, refill, vent and test system, including all newly made joints, install 1 no 3 kilowatt auxiliary immersion heater and thermostat, remake all bonding, remove/refix shelves etc., reconnect electricity supply and test on completion, and remove waste and debris. | 1095.0019
MG060701 |  | U | SOLAR HOT WATER PANELS ON ROOF:ANNUAL INSPECTION |  | Energy Efficiency Appliances And Components | Solar Hot Water | Solar Hot Water Panel or Tube System - Inspections | IT | 47.4491 | Solar Hot Water Panels:Annual inspection and test panel (ne2sm) to solar hot water installation, clean, pump + controller, top up antifreeze or glycol, check for leaks, trim branches (per panel). | Solar Hot Water Panels:Annual inspection and test panel (each panel ne 2.00sm) to solar hot water installation in accordance with manufactures instructions and recommendations, including the cleaning of panels with iodised water, check operation of solar hydraulic pump and solar controller, top up antifreeze or glycol, check installation pipework for leaks and damage, check operation and settings controls including any adjustments, cutting off overhanging branches on non TPO trees and remove waste and debris. (per panel). | 47.4491
MG060703 |  | U | SOLAR HOT WATER TUBES ON ROOF:INSPECTION 20 TUBES |  | Energy Efficiency Appliances And Components | Solar Hot Water | Solar Hot Water Panel or Tube System - Inspections | IT | 50.3741 | Solar Hot Water Panels:Annual inspection and test 20 tube evacuated tube installation, clean panels, check pump + controller, top up antifreeze or glycol, check for leaks, trim branches (per panel). | Solar Hot Water Tubes:Annual inspection and test 20 tube solar hot water evacuated tube collector installation in accordance with manufactures instructions and recommendations, including the cleaning of tubes with iodised water, check operation of solar hydraulic pump and solar controller, top up antifreeze or glycol, check installation pipework for leaks and damage, check operation and settings controls including any adjustments, cutting off overhanging branches on non TPO trees and remove waste and debris. (per panel). | 50.3741
MG060705 |  | U | SOLAR HOT WATER TUBES ON ROOF:INSPECTION 30 TUBES |  | Energy Efficiency Appliances And Components | Solar Hot Water | Solar Hot Water Panel or Tube System - Inspections | IT | 59.7448 | Solar Hot Water Panels:Annual inspection and test 30 tube evacuated tube installation, clean panels, check pump + controller, top up antifreeze or glycol, check for leaks, trim branches (per panel). | Solar Hot Water Tubes:Annual inspection and test 30 tube solar hot water evacuated tube collector installation in accordance with manufactures instructions and recommendations, including the cleaning of tubes with iodised water, check operation of solar hydraulic pump and solar controller, top up antifreeze or glycol, check installation pipework for leaks and damage, check operation and settings controls including any adjustments, cutting off overhanging branches on non TPO trees and remove waste and debris. (per panel). | 59.7448
MG060801 |  | U | SOLAR HOT WATER PANEL:OVERHAUL PANEL |  | Energy Efficiency Appliances And Components | Solar Hot Water | Solar Hot Water Panel or Tube System - Overhauls | IT | 40.1366 | Solar Hot Water Panels:Overhaul panel (ne 2sm) to solar hot water installation, clean, top up antifreeze or glycol, check hydraulic pump, controller operation, settings controls, adjust (per panel). | Solar Hot Water Panels:Overhaul panel (each panel ne 2.00sm) to solar hot water installation including the cleaning of panels with iodised water, top up antifreeze or glycol, check operation of solar hydraulic pump and solar controller, check operation and settings controls including any adjustments. (per panel). | 40.1366
MG060803 |  | U | SOLAR HOT WATER TUBES ON ROOF:OVERHAUL 20 TUBES |  | Energy Efficiency Appliances And Components | Solar Hot Water | Solar Hot Water Panel or Tube System - Overhauls | IT | 41.5991 | Solar Hot Water Tubes:Overhaul 20 evacuated tube collector installation, clean tubes, top up antifreeze or glycol, check solar hydraulic pump, controller operation, check settings controls, adjust. | Solar Hot Water Tubes:Overhaul 20 tube solar hot water evacuated tube collector installation including the cleaning of tubes with iodised water, top up antifreeze or glycol, check operation of solar hydraulic pump and solar controller, check operation and settings controls including any adjustments. (per panel). | 41.5991
MG060805 |  | U | SOLAR HOT WATER TUBES ON ROOF:OVERHAUL 30 TUBES |  | Energy Efficiency Appliances And Components | Solar Hot Water | Solar Hot Water Panel or Tube System - Overhauls | IT | 49.5073 | Solar Hot Water Tubes:Overhaul 30 evacuated tube collector installation, clean tubes, top up antifreeze or glycol, check solar hydraulic pump, controller operation, check settings controls, adjust. | Solar Hot Water Tubes:Overhaul 30 tube solar hot water evacuated tube collector installation including the cleaning of tubes with iodised water, top up antifreeze or glycol, check operation of solar hydraulic pump and solar controller, check operation and settings controls including any adjustments. (per panel). | 49.5073
MG060901 |  | U | SOLAR HOT WATER PANEL:PERIODIC CLEANING |  | Energy Efficiency Appliances And Components | Solar Hot Water | Solar Hot Water - Periodic Cleaning | IT | 22.2621 | Solar Hot Water Panel:Undertake periodic cleaning to solar hot water panels (panel ne 2.00sm), wash panels with ionised water to remove bird guano, remove waste and debris. | Solar Hot Water Panel:Undertake periodic cleaning to solar hot water panels (panel ne 2.00sm), wash panels with ionised water to remove bird guano, remove waste and debris. | 22.2621
MG060903 |  | U | SOLAR HOT WATER TUBES:PERIODIC CLEANING 20 TUBES |  | Energy Efficiency Appliances And Components | Solar Hot Water | Solar Hot Water - Periodic Cleaning | IT | 25.1871 | Solar Hot Water Panel:Undertake periodic cleaning to solar hot water evacuated tube installation (20 tubes), wash tubes with ionised water to remove bird guano, remove waste and debris. | Solar Hot Water Panel:Undertake periodic cleaning to solar hot water evacuated tube installation (20 tubes), wash tubes with ionised water to remove bird guano, remove waste and debris. | 25.1871
MG060905 |  | U | SOLAR HOT WATER TUBES:PERIODIC CLEANING |  | Energy Efficiency Appliances And Components | Solar Hot Water | Solar Hot Water - Periodic Cleaning | IT | 31.3349 | Solar Hot Water Panel:Undertake periodic cleaning to solar hot water evacuated tube installation (30 tubes), wash tubes with ionised water to remove bird guano, remove waste and debris. | Solar Hot Water Panel:Undertake periodic cleaning to solar hot water evacuated tube installation (30 tubes), wash tubes with ionised water to remove bird guano, remove waste and debris. | 31.3349
MG061001 |  | U | SOLAR HOT WATER HEATING:RENEW PUMP |  | Energy Efficiency Appliances And Components | Solar Hot Water | Solar Hot Water Panel or Tube System - Renewals | IT | 393.1533 | Solar Hot Water Heating:Renew solar hydraulic pump, isolate supplies, disconnect pump, install new pump, reconnect supplies, test operation of pump, remove waste and debris. | Solar Hot Water Heating:Renew solar hydraulic pump, isolate supplies, disconnect pump, install new pump, reconnect supplies, test operation of pump, remove waste and debris. | 393.1533
MG061003 |  | U | SOLAR HOT WATER HEATING:RENEW CONTROLLER |  | Energy Efficiency Appliances And Components | Solar Hot Water | Solar Hot Water Panel or Tube System - Renewals | IT | 286.1876 | Solar Hot Water Heating:Renew solar digital controller, isolate supplies, disconnect controller, install new controller, reconnect supplies, test operation of controller, remove waste and debris. | Solar Hot Water Heating:Renew solar digital controller, isolate supplies, disconnect controller, install new controller, reconnect supplies, test operation of controller, remove waste and debris. | 286.1876
MG061051 | New v8 | R | SOLAR THERMAL:RENEW 25-65 PUMP STATION PUMP |  | Energy Efficiency Appliances And Components | Solar Hot Water | Solar Hot Water Panel or Tube System - Renewals | IT | 349.2635 | Solar Thermal:Renew or install 25-65 180 ACA solar pump station pump, isolate supplies, disconnect pump, install new pump, reconnect supplies, test operation of pump, remove waste and debris. | Solar Thermal:Renew solar pump station pump, isolate supplies, disconnect pump, install new Grundfos 25-65 180 or other equal and approved circulation pump, flush and fill system reconnect supplies, test operation of pump, remove waste and debris. | 349.2635
MG061053 | New v8 | R | SOLAR THERMAL:RENEW 25-70 PUMP STATION PUMP |  | Energy Efficiency Appliances And Components | Solar Hot Water | Solar Hot Water Panel or Tube System - Renewals | IT | 384.8315 | Solar Thermal:Renew or install 25-70 180 ACA solar pump station pump, isolate supplies, disconnect pump, install new pump, reconnect supplies, test operation of pump, remove waste and debris. | Solar Thermal:Renew or supply and install solar pump station pump, isolate supplies, disconnect pump, install new Grundfos UPM3 25-70 180 or other equal and approved hybrid circulation pump, flush and fill system reconnect supplies, test operation of pump, remove waste and debris. | 384.8315
MG061055 | New v8 | R | SOLAR THERMAL:RENEW FILL AND FLUSH VALVE |  | Energy Efficiency Appliances And Components | Solar Hot Water | Solar Hot Water Panel or Tube System - Renewals | IT | 147.0056 | Solar Thermal:Renew or install fill and flush valve, isolate supplies, disconnect valve, install new 22mm valve, flush and fill system, reconnect supplies, test operation, remove waste | Solar Thermal:Renew or supply and install fill and flush valve, isolate supplies, disconnect valve, install new 22mm valve, flush and fill system, reconnect supplies, test operation of valve, remove waste and debris. | 147.0056
MG061057 | New v8 | R | SOLAR THERMAL:RENEW T & PR VALVE |  | Energy Efficiency Appliances And Components | Solar Hot Water | Solar Hot Water Panel or Tube System - Renewals | IT | 153.4172 | Solar Thermal:Renew or install T & PR valve, isolate supplies, disconnect valve, install new T 7 PR 7 bar 90-95 degree c valve, flush and fill system reconnect supplies, test operation of valve | Solar Thermal:Renew or supply and install T & PR valve, isolate supplies, disconnect valve, install new T & PR 7 bar 90-95 degree c valve, flush and fill system reconnect supplies, test operation of valve, remove waste and debris. | 153.4172
MG061059 | New v8 | R | SOLAR THERMAL:RENEW 6 LT SOLAR DISCHARGE TANK |  | Energy Efficiency Appliances And Components | Solar Hot Water | Solar Hot Water Panel or Tube System - Renewals | IT | 188.2715 | Solar Thermal:Renew or install 6 lt solar discharge catchment tank, isolate supplies, disconnect tank, install new, flush, fill system, reconnect supplies, test operation of tank, remove waste | Solar Thermal:Renew or supply and install 6 litre ABS solar discharge catchment tank, isolate supplies, disconnect tank, install new, flush and fill system, reconnect supplies, test operation of tank, remove waste and debris. | 188.2715
MG061061 | New v8 | R | SOLAR THERMAL:RENEW FLASHING TO PANELS |  | Energy Efficiency Appliances And Components | Solar Hot Water | Solar Hot Water Panel or Tube System - Renewals | IT | 188.1428 | Solar Thermal:Renew or install flashings to 3 panel array, access to roof, remove existing and debris from under panels, install new flashings to panel perimeter, make good, remove waste and debris. | Solar Thermal:Renew or supply and install flashings to 3 panel array of solar thermal panels, access to roof, remove existing including debris from under panels, install proprietary flashings to perimeter of panels, make good, remove waste and debris. | 188.1428
MG061063 | New v8 | R | SOLAR THERMAL:RENEW E7 TIME CLOCK |  | Energy Efficiency Appliances And Components | Solar Hot Water | Solar Hot Water Panel or Tube System - Renewals | IT | 125.5946 | Solar Thermal:Renew or supply and install E7 time clock to solar thermal system, remove existing, install new time clock, connect, commission, test, make good, remove waste and debris. | Solar Thermal:Renew or supply and install E7 time clock to solar thermal system, remove existing, install new time clock, connect, commission, test, make good, remove waste and debris. | 125.5946
MG061064 | New v8 | R | SOLAR THERMAL:RENEW 10 LT SOLAR EXP VESSEL |  | Energy Efficiency Appliances And Components | Solar Hot Water | Solar Hot Water Panel or Tube System - Renewals | IT | 136.5224 | Solar Thermal:Renew or install 10 litre solar expansion vessel, isolate supplies, disconnect vessel, install new vessel, flush and fill system, reconnect supplies, test vessel operation | Solar Thermal:Renew or supply and install 10 litre solar expansion vessel, isolate supplies, disconnect vessel, install new vessel, flush and fill system, reconnect supplies, test operation of vessel, remove waste and debris. | 136.5224
MG061065 | New v8 | R | SOLAR THERMAL:RENEW 18 LT 3 BAR SOLAR EXP VESSEL |  | Energy Efficiency Appliances And Components | Solar Hot Water | Solar Hot Water Panel or Tube System - Renewals | IT | 212.6192 | Solar Thermal:Renew or install 18 litre 3 bar solar expansion vessel, isolate supplies, disconnect vessel, install new vessel, flush and fill system, reconnect supplies, test vessel operation | Solar Thermal:Renew or supply and install 18 litre 3 bar solar expansion vessel, isolate supplies, disconnect vessel, install new vessel, flush and fill system, reconnect supplies, test operation of vessel, remove waste and debris. | 212.6192
MG061066 | New v8 | R | SOLAR THERMAL:RENEW 18 LT 10 BAR SOLAR EXP VESSEL |  | Energy Efficiency Appliances And Components | Solar Hot Water | Solar Hot Water Panel or Tube System - Renewals | IT | 239.3537 | Solar Thermal:Renew or install 18 litre 10 bar solar expansion vessel, isolate supplies, disconnect vessel, install new vessel, flush and fill system, reconnect supplies, test vessel operation | Solar Thermal:Renew or supply and install 18 litre 10 bar solar expansion vessel, isolate supplies, disconnect vessel, install new vessel, flush and fill system, reconnect supplies, test operation of vessel, remove waste and debris. | 239.3537
MG061067 | New v8 | R | SOLAR THERMAL:RENEW 24 LT SOLAR EXP VESSEL |  | Energy Efficiency Appliances And Components | Solar Hot Water | Solar Hot Water Panel or Tube System - Renewals | IT | 243.1328 | Solar Thermal:Renew or install 24 litre solar expansion vessel, isolate supplies, disconnect vessel, install new vessel, flush and fill system, reconnect supplies, test vessel operation | Solar Thermal:Renew or supply and install 24 litre solar expansion vessel, isolate supplies, disconnect vessel, install new vessel, flush and fill system, reconnect supplies, test operation of vessel, remove waste and debris. | 243.1328
MG061068 | New v8 | R | SOLAR THERMAL:RENEW 6 BAR SAFETY VALVE |  | Energy Efficiency Appliances And Components | Solar Hot Water | Solar Hot Water Panel or Tube System - Renewals | IT | 61.7009 | Solar Thermal:Renew or install 6 bar safety valve, isolate supplies, disconnect valve, install new valve, flush and fill system reconnect supplies, test operation of valve, remove waste and debris. | Solar Thermal:Renew or supply and install 6 bar safety valve, isolate supplies, disconnect valve, install new valve, flush and fill system reconnect supplies, test operation of valve, remove waste and debris. | 61.7009
MG061069 | New v8 | R | SOLAR THERMAL:RENEW 22MM DANFOSS 2 PT VALVE |  | Energy Efficiency Appliances And Components | Solar Hot Water | Solar Hot Water Panel or Tube System - Renewals | IT | 202.2413 | Solar Thermal:Renew or install Danfoss 2 port valve, isolate supplies, disconnect valve, install new valve, flush, fill system reconnect supplies, test valve operation, remove waste and debris. | Solar Thermal:Renew or supply and install Danfoss or other equal and approved 2 port valve, isolate supplies, disconnect valve, install new valve, flush and fill system reconnect supplies, test operation of valve, remove waste and debris. | 202.2413
MG061070 | New v8 | R | SOLAR THERMAL:RENEW 12 LT EXPANSION VESSEL |  | Energy Efficiency Appliances And Components | Solar Hot Water | Solar Hot Water Panel or Tube System - Renewals | IT | 156.9974 | Solar Thermal:Renew or install 12 litre external potable expansion vessel, isolate supplies, disconnect vessel, install new vessel, flush, fill system, reconnect supplies, test vessel operation | Solar Thermal:Renew or supply and install 12 litre external potable expansion vessel, isolate supplies, disconnect vessel, install new vessel, flush and fill system, reconnect supplies, test operation of vessel, remove waste and debris. | 156.9974
MG061071 | New v8 | R | SOLAR THERMAL:RENEW 18 LT EXPANSION VESSEL |  | Energy Efficiency Appliances And Components | Solar Hot Water | Solar Hot Water Panel or Tube System - Renewals | IT | 239.3537 | Solar Thermal:Renew or install 18 litre external potable expansion vessel, isolate supplies, disconnect vessel, install new vessel, flush, fill system, reconnect supplies, test vessel operation | Solar Thermal:Renew or supply and install 18 litre external potable expansion vessel, isolate supplies, disconnect vessel, install new vessel, flush and fill system, reconnect supplies, test operation of vessel, remove waste and debris. | 239.3537
MG061072 | New v8 | R | SOLAR THERMAL:RENEW 24 LT EXPANSION VESSEL |  | Energy Efficiency Appliances And Components | Solar Hot Water | Solar Hot Water Panel or Tube System - Renewals | IT | 243.1328 | Solar Thermal:Renew or install 24 litre external potable expansion vessel, isolate supplies, disconnect vessel, install new vessel, flush, fill system, reconnect supplies, test vessel operation | Solar Thermal:Renew or supply and install 24 litre external potable expansion vessel, isolate supplies, disconnect vessel, install new vessel, flush and fill system, reconnect supplies, test operation of vessel, remove waste and debris. | 243.1328
MG061073 | New v8 | R | SOLAR THERMAL:RENEW FILLING LOOP |  | Energy Efficiency Appliances And Components | Solar Hot Water | Solar Hot Water Panel or Tube System - Renewals | IT | 49.0415 | Solar Thermal:Renew or install filling loop to solar thermal system, isolate supplies, disconnect loop, install new loop, flush and fill system reconnect, test loop operation, remove waste and debris. | Solar Thermal:Renew or supply and install filling loop to solar thermal system, isolate supplies, disconnect loop, install new loop, flush and fill system reconnect supplies, test operation of loop, remove waste and debris. | 49.0415
MG061074 | New v8 | R | SOLAR THERMAL:FLUSH AND FILL |  | Energy Efficiency Appliances And Components | Solar Hot Water | Solar Hot Water Panel or Tube System - Renewals | IT | 207.0149 | Solar Thermal:Isolate, flush solar thermal system, refill with glycol, reconnect,check for leaks, test, remove waste and debris | Solar Thermal:Isolate, flush solar thermal system, refill with glycol, reconnect,check for leaks, test, remove waste and debris | 207.0149
MG061101 | New v8 | R | SOLAR THERMAL SYSTEM:ANNUAL INSPECTION |  | Energy Efficiency Appliances And Components | Solar Hot Water | Solar Hot Water Panel or Tube System - Inspections | IT | 41.0738 | Solar Thermal System:Annual visual inspection of panels, pipework, and checks of associated equipment, antifreeze, pressure relief valves, cylinder and controls, provide report to CR. | Solar Thermal System:Annual visual inspection of panels, pipework, insulation, collectors and sensors to solar thermal installation in accordance with the Client's specification and the manufacturers' technical data sheet, including the cleaning of panels with iodised water, check panels are not shaded by tree branches, satellite dishes, birds nests and other debris, check operation of solar hydraulic pump and solar controller, check installation pipework for leaks and damage, check level and quality of the systems antifreeze, test operation of pressure relief valves, check cylinder and controls, check operation and settings controls including any adjustments; provide report to Client, and remove waste and debris (Per System). | 41.0738
MG061201 | New v8 | R | SOLAR HW:1 NE 2SM FLAT PLATE PITCH 1 ST NE 2B BUNG |  | Energy Efficiency Appliances And Components | Solar Hot Water Panels to Pitched Roofs | Solar Flat Plate Type Collectors - Pitched Roof | NO | 1408.7925 | Solar Water:Install 1no ne 2.00sm solar hw flat plate collector to pitched roof of 1 storey high, ne 2 bed bung, connect supply pipes, builders work, install solar hydraulic pump and solar controller. | Solar Water:Isolate supply, drain down, and install 1no ne 2.00sm solar hot water flat plate collector to pitched roof of 1 storey high, ne 2 bedroom bungalow, connect new and existing feed and supply supply pipes, refill, vent and test system, including all necessary builders work, flashings, fixings, all newly made joints, install 1no solar hydraulic pump and 1no solar controller, remake all bonding, connect electricity supply and test on completion, and remove waste and debris. | 1408.7925
MG061203 | New v8 | R | SOLAR HW:1 NE 2SM FLAT PLATE PITCHED 2 ST NE 2B H |  | Energy Efficiency Appliances And Components | Solar Hot Water Panels to Pitched Roofs | Solar Flat Plate Type Collectors - Pitched Roof | NO | 1464.1977 | Solar Water:Install 1no ne 2.00sm solar hw flat plate collector to pitched roof of 2 storey high, 2 bed house, connect supply pipes, builders work, install solar hydraulic pump and solar controller. | Solar Water:Isolate supply, drain down, and install 1no ne 2.00sm solar hot water flat plate collector to pitched roof of 2 storey high, ne 2 bedroom house, connect new and existing feed and supply supply pipes, refill, vent and test system, including all necessary builders work, flashings, fixings, all newly made joints, install 1no solar hydraulic pump and 1no solar controller, remake all bonding, connect electricity supply and test on completion, and remove waste and debris. | 1464.1977
MG061205 | New v8 | R | SOLAR HW:2 NE 2SM FLAT PLATE PITCH 1 ST NE 4B BUNG |  | Energy Efficiency Appliances And Components | Solar Hot Water Panels to Pitched Roofs | Solar Flat Plate Type Collectors - Pitched Roof | NO | 2253.0704 | Solar Water:Install 2no ne 2.00sm solar hw flat plate collector to pitched roof of 1 storey high, 4 bed bung, connect supply pipes, builders work, install solar hydraulic pump and solar controller. | Solar Water:Isolate supply, drain down, and install 2no ne 2.00sm solar hot water flat plate collector to pitched roof of 1 storey high, ne 4 bedroom bungalow, connect new and existing feed and supply supply pipes, refill, vent and test system, including all necessary builders work, flashings, fixings, all newly made joints, install 1no solar hydraulic pump and 1no solar controller, remake all bonding, connect electricity supply and test on completion, and remove waste and debris. | 2253.0704
MG061207 | New v8 | R | SOLAR HW:2 NE 2SM FLAT PLATE PITCHED 2 ST NE 4B H |  | Energy Efficiency Appliances And Components | Solar Hot Water Panels to Pitched Roofs | Solar Flat Plate Type Collectors - Pitched Roof | NO | 2314.096 | Solar Water:Install 2no ne 2.00sm solar hw flat plate collector to pitched roof of 2 storey high, ne 4 bed house, connect supply pipes, builders work, install solar hydraulic pump and solar controller | Solar Water:Isolate supply, drain down, and install 2no ne 2.00sm solar hot water flat plate collector to pitched roof of 2 storey high, ne 4 bedroom house, connect new and existing feed and supply supply pipes, refill, vent and test system, including all necessary builders work, flashings, fixings, all newly made joints, install 1no solar hydraulic pump and 1no solar controller, remake all bonding, connect electricity supply and test on completion, and remove waste and debris. | 2314.096
MG061209 | New v8 | R | SOLAR HW:2 NE 2SM FLAT PLATE PITCHED 3 ST NE 4B H |  | Energy Efficiency Appliances And Components | Solar Hot Water Panels to Pitched Roofs | Solar Flat Plate Type Collectors - Pitched Roof | NO | 2388.8381 | Solar Water:Install 2no ne 2.00sm solar hw flat plate collector to pitched roof of 3 storey high, 4 bed house, connect supply pipes, builders work, install solar hydraulic pump and solar controller. | Solar Water:Isolate supply, drain down, and install 2no ne 2.00sm solar hot water flat plate collector to pitched roof of 3 storey high, ne 4 bedroom house, connect new and existing feed and supply supply pipes, refill, vent and test system, including all necessary builders work, flashings, fixings, all newly made joints, install 1no solar hydraulic pump and 1no solar controller, remake all bonding, connect electricity supply and test on completion, and remove waste and debris. | 2388.8381
MG061301 | New v8 | R | SOLAR HW:1 NE 2SM FLAT PLATE FLAT 1 ST NE 2B BUNG |  | Energy Efficiency Appliances And Components | Solar Hot Water Panels to Flat Roofs | Solar Flat Plate Type Collectors - Flat Roof | NO | 1381.0198 | Solar Water:Install 1no ne 2.00sm solar hot water flat plate collector to roof of ne 2bed 1 storey bung, connect supply pipes, A Frame, builders work, install solar hydraulic pump and controller. | Solar Water:Isolate supply, drain down, and install 1no ne 2.00sm solar hot water flat plate collector to flat roof of 1 storey high, ne 2 bedroom bungalow, connect new and existing feed and supply supply pipes, refill, vent and test system, including all necessary builders work, A-frame supports, flashings, fixings, all newly made joints, install 1no solar hydraulic pump and 1no solar controller, remake all bonding, connect electricity supply and test on completion, and remove waste and debris. | 1381.0198
MG061303 | New v8 | R | SOLAR HW:1 NE 2SM FLAT PLATE FLAT 2 ST NE 2B H |  | Energy Efficiency Appliances And Components | Solar Hot Water Panels to Flat Roofs | Solar Flat Plate Type Collectors - Flat Roof | NO | 1436.4249 | Solar Water:Install 1no ne 2.00sm solar hot water flat plate collector to roof of ne 3bed 2 storey house, connect supply pipes, A Frame, builders work, install solar hydraulic pump and controller. | Solar Water:Isolate supply, drain down, and install 1no ne 2.00sm solar hot water flat plate collector to flat roof of 2 storey high, ne 2 bedroom house, connect new and existing feed and supply supply pipes, refill, vent and test system, including all necessary builders work, A-frame supports, flashings, fixings, all newly made joints, install 1no solar hydraulic pump and 1no solar controller, remake all bonding, connect electricity supply and test on completion, and remove waste and debris. | 1436.4249
MG061305 | New v8 | R | SOLAR HW:2 NE 2SM FLAT PLATE FLAT 1 ST NE 4B BUNG |  | Energy Efficiency Appliances And Components | Solar Hot Water Panels to Flat Roofs | Solar Flat Plate Type Collectors - Flat Roof | NO | 1555.0533 | Solar Water:Install 2no ne 2.00sm solar hot water flat plate collector to roof of ne 4bed 1 storey bung, connect supply pipes, A Frame, builders work, install solar hydraulic pump and controller. | Solar Water:Isolate supply, drain down, and install 2no ne 2.00sm solar hot water flat plate collector to flat roof of 1 storey high, ne 4 bedroom bungalow, connect new and existing feed and supply supply pipes, refill, vent and test system, including all necessary builders work, A-frame supports, flashings, fixings, all newly made joints, install 1no solar hydraulic pump and 1no solar controller, remake all bonding, connect electricity supply and test on completion, and remove waste and debris. | 1555.0533
MG061307 | New v8 | R | SOLAR HW:2 NE 2SM FLAT PLATE FLAT 2 ST NE 4B H |  | Energy Efficiency Appliances And Components | Solar Hot Water Panels to Flat Roofs | Solar Flat Plate Type Collectors - Flat Roof | NO | 2247.6491 | Solar Water:Install 2no ne 2.00sm solar hot water flat plate collector to roof of ne 4bed 2 storey house, connect supply pipes, A Frame, builders work, install solar hydraulic pump and controller. | Solar Water:Isolate supply, drain down, and install 2no ne 2.00sm solar hot water flat plate collector to flat roof of 2 storey high, ne 4 bedroom house, connect new and existing feed and supply supply pipes, refill, vent and test system, including all necessary builders work, A-frame supports, flashings, fixings, all newly made joints, install 1no solar hydraulic pump and 1no solar controller, remake all bonding, connect electricity supply and test on completion, and remove waste and debris. | 2247.6491
MG061309 | New v8 | R | SOLAR HW:2 NE 2SM FLAT PLATE FLAT 3 ST NE 4B H |  | Energy Efficiency Appliances And Components | Solar Hot Water Panels to Flat Roofs | Solar Flat Plate Type Collectors - Flat Roof | NO | 2341.7284 | Solar Water:Install 1no ne 2.00sm solar hot water flat plate collector to roof of ne 4bed 3 storey house, connect supply pipes, A Frame, builders work, install solar hydraulic pump and controller. | Solar Water:Isolate supply, drain down, and install 2no ne 2.00sm solar hot water flat plate collector to flat roof of 3 storey high, ne 4 bedroom house, connect new and existing feed and supply supply pipes, refill, vent and test system, including all necessary builders work, A-frame supports, flashings, fixings, all newly made joints, install 1no solar hydraulic pump and 1no solar controller, remake all bonding, connect electricity supply and test on completion, and remove waste and debris. | 2341.7284
MG061401 | New v8 | R | SOLAR HW:1 NE 2SM FLAT PLATE WALL 1 ST NE 2B BUNG |  | Energy Efficiency Appliances And Components | Solar Hot Water Panels to Walls | Solar Flat Plate Type Collectors - Walls | NO | 1513.9253 | Solar Water:Install 1no ne 2.00sm solar hot water flat plate collector to wall of ne 3 bed 1 storey bung, connect supply pipes, framing, builders work, install solar hydraulic pump, solar controller. | Solar Water:Isolate supply, drain down, and install 1no ne 2.00sm solar hot water flat plate collector to wall of 1 storey high, ne 2 bedroom bungalow, connect new and existing feed and supply supply pipes, refill, vent and test system, including all necessary builders work, bracket supports, flashings, fixings, all newly made joints, install 1no solar hydraulic pump and 1no solar controller, remake all bonding, connect electricity supply and test on completion, and remove waste and debris. | 1513.9253
MG061403 | New v8 | R | SOLAR HW:1 NE 2SM FLAT PLATE WALL 2 ST NE 2B H |  | Energy Efficiency Appliances And Components | Solar Hot Water Panels to Walls | Solar Flat Plate Type Collectors - Walls | NO | 1588.6674 | Solar Water:Install 1no ne 2.00sm solar hot water flat plate collector to wall of ne 3 bed 2 storey house, connect supply pipes, framing, builders work, install solar hydraulic pump, solar controller. | Solar Water:Isolate supply, drain down, and install 1no ne 2.00sm solar hot water flat plate collector to wall of 2 storey high, ne 2 bedroom house, connect new and existing feed and supply supply pipes, refill, vent and test system, including all necessary builders work, bracket supports, flashings, fixings, all newly made joints, install 1no solar hydraulic pump and 1no solar controller, remake all bonding, connect electricity supply and test on completion, and remove waste and debris. | 1588.6674
MG061405 | New v8 | R | SOLAR HW:2 NE 2SM FLAT PLATE WALL 1 ST NE 4B BUNG |  | Energy Efficiency Appliances And Components | Solar Hot Water Panels to Walls | Solar Flat Plate Type Collectors - Walls | NO | 1629.9476 | Solar Water:Install 2xne 2.00sm solar hot water flat plate collector to wall of ne 4bed 1 storey bung, connect supply pipes, framing, builders work, install solar hydraulic pump and solar controller. | Solar Water:Isolate supply, drain down, and install 2no ne 2.00sm solar hot water flat plate collector to wall of 1 storey high, ne 4 bedroom bungalow, connect new and existing feed and supply supply pipes, refill, vent and test system, including all necessary builders work, bracket supports, flashings, fixings, all newly made joints, install 1no solar hydraulic pump and 1no solar controller, remake all bonding, connect electricity supply and test on completion, and remove waste and debris. | 1629.9476
MG061407 | New v8 | R | SOLAR HW:2 NE 2SM FLAT PLATE WALL 2 ST NE 4B H |  | Energy Efficiency Appliances And Components | Solar Hot Water Panels to Walls | Solar Flat Plate Type Collectors - Walls | NO | 2341.8805 | Solar Water:Install 2xne 2.00sm solar hot water flat plate collector to wall of ne 4bed 2 storey house connect supply pipes, framing, builders work, install solar hydraulic pump, solar controller. | Solar Water:Isolate supply, drain down, and install 2no ne 2.00sm solar hot water flat plate collector to wall of 2 storey high, ne 4 bedroom house, connect new and existing feed and supply supply pipes, refill, vent and test system, including all necessary builders work, bracket supports, flashings, fixings, all newly made joints, install 1no solar hydraulic pump and 1no solar controller, remake all bonding, connect electricity supply and test on completion, and remove waste and debris. | 2341.8805
MG061409 | New v8 | R | SOLAR HW:2 NE 2SM FLAT PLATE WALL 3 ST NE 4B H |  | Energy Efficiency Appliances And Components | Solar Hot Water Panels to Walls | Solar Flat Plate Type Collectors - Walls | NO | 2435.9596 | Solar Water:Install 2xne 2.00sm solar hot water flat plate collector to wall of ne 4bed 3 storey house connect supply pipes, framing, builders work, install solar hydraulic pump, solar controller. | Solar Water:Isolate supply, drain down, and install 2no ne 2.00sm solar hot water flat plate collector to wall of 3 storey high, ne 4 bedroom house, connect new and existing feed and supply supply pipes, refill, vent and test system, including all necessary builders work, bracket supports, flashings, fixings, all newly made joints, install 1no solar hydraulic pump and 1no solar controller, remake all bonding, connect electricity supply and test on completion, and remove waste and debris. | 2435.9596
MG061501 | New v8 | R | SOLAR HW:1 20 TUBE EVAC TUBE PITCH 1 ST NE 3B BUNG |  | Energy Efficiency Appliances And Components | Solar Hot Water Panels to Pitched Roofs | Solar Evacuated Tube Type Collectors -Pitched Roof | NO | 1478.3663 | Solar Water:Install 1no 20 tube solar hot water evacuated tube collector to pitched roof of ne 3Bed 1 storey bung, connect supply pipes, all builders work, solar hydraulic pump and solar controller. | Solar Water:Isolate supply, drain down, and install 1no 20 tube solar hot water evacuated tube collector to pitched roof of 1 storey high, ne 3 bedroom bungalow, connect new and existing feed and supply supply pipes, refill, vent and test system, including all necessary builders work, flashings, fixings, all newly made joints, install 1no solar hydraulic pump and 1no solar controller, remake all bonding, connect electricity supply and test on completion, and remove waste and debris. | 1478.3663
MG061503 | New v8 | R | SOLAR HW:1 20 TUBE EVAC TUBE PITCHED 2 ST NE 3B H |  | Energy Efficiency Appliances And Components | Solar Hot Water Panels to Pitched Roofs | Solar Evacuated Tube Type Collectors -Pitched Roof | NO | 1566 | Solar Water:Install 1no 20 tube solar hot water evacuated tube collector to pitched roof of ne 3Bed 2 storey house, connect supply pipes, all builders work, solar hydraulic pump and solar controller. | Solar Water:Isolate supply, drain down, and install 1no 20 tube solar hot water evacuated tube collector to pitched roof of 2 storey high, ne 3 bedroom house, connect new and existing feed and supply supply pipes, refill, vent and test system, including all necessary builders work, flashings, fixings, all newly made joints, install 1no solar hydraulic pump and 1no solar controller, remake all bonding, connect electricity supply and test on completion, and remove waste and debris. | 1566
MG061505 | New v8 | R | SOLAR HW:1 30 TUBE EVAC TUBE PITCH 2 ST NE 5B H |  | Energy Efficiency Appliances And Components | Solar Hot Water Panels to Pitched Roofs | Solar Evacuated Tube Type Collectors -Pitched Roof | NO | 1953.3382 | Solar Water:Install 1no 30 tube solar hot water evacuated tube collector to pitched roof of ne 5Bed 2 storey house, connect supply pipes, all builders work, solar hydraulic pump and solar controller. | Solar Water:Isolate supply, drain down, and install 1no 30 tube solar hot water evacuated tube collector to pitched roof of 2 storey high, ne 5 bedroom house, connect new and existing feed and supply supply pipes, refill, vent and test system, including all necessary builders work, flashings, fixings, all newly made joints, install 1no solar hydraulic pump and 1no solar controller, remake all bonding, connect electricity supply and test on completion, and remove waste and debris. | 1953.3382
MG061601 | New v8 | R | SOLAR HW:1 20 TUBE EVAC TUBE FLAT 1 ST NE 3B BUNG |  | Energy Efficiency Appliances And Components | Solar Hot Water Panels to Flat Roofs | Solar Evacuated Tube Type Collectors - Flat Roof | NO | 1527.9419 | Solar Water:Install 1no 20 tube solar hot water evacuated tube collector to roof of ne 3bed 1 storey bung, connect supply pipes, A Frame, builders work, install solar hydraulic pump, solar controller. | Solar Water:Isolate supply, drain down, and install 1no 20 tube solar hot water evacuated tube collector to flat roof of 1 storey high, ne 3 bedroom bungalow, connect new and existing feed and supply supply pipes, refill, vent and test system, including all necessary builders work, A-frame supports, flashings, fixings, all newly made joints, install 1no solar hydraulic pump and 1no solar controller, remake all bonding, connect electricity supply and test on completion, and remove waste and debris. | 1527.9419
MG061603 | New v8 | R | SOLAR HW:1 20 TUBE EVAC TUBE FLAT 2 ST NE 3B H |  | Energy Efficiency Appliances And Components | Solar Hot Water Panels to Flat Roofs | Solar Evacuated Tube Type Collectors - Flat Roof | NO | 1583.347 | Solar Water:Install 1x20 tube solar hot water evacuated tube collector to roof of ne 3bed 2 storey house, connect supply pipes, A Frame, builders work, install solar hydraulic pump, solar controller. | Solar Water:Isolate supply, drain down, and install 1no 20 tube solar hot water evacuated tube collector to flat roof of 2 storey high, ne 3 bedroom house, connect new and existing feed and supply supply pipes, refill, vent and test system, including all necessary builders work, A-frame supports, flashings, fixings, all newly made joints, install 1no solar hydraulic pump and 1no solar controller, remake all bonding, connect electricity supply and test on completion, and remove waste and debris. | 1583.347
MG061605 | New v8 | R | SOLAR HW:1 30 TUBE EVAC TUBE FLAT 2 ST NE 5B H |  | Energy Efficiency Appliances And Components | Solar Hot Water Panels to Flat Roofs | Solar Evacuated Tube Type Collectors - Flat Roof | NO | 1886.8913 | Solar Water:Install 1no 30 tube solar hot water evacuated tube collector to roof of ne 5bed 2 storey house, connect supply pipes, A Frame, builders work, install solar hydraulic pump, solar controller | Solar Water:Isolate supply, drain down, and install 1no 30 tube solar hot water evacuated tube collector to flat roof of 2 storey high, ne 5 bedroom house, connect new and existing feed and supply supply pipes, refill, vent and test system, including all necessary builders work, A-frame supports, flashings, fixings, all newly made joints, install 1no solar hydraulic pump and 1no solar controller, remake all bonding, connect electricity supply and test on completion, and remove waste and debris. | 1886.8913
MG061701 | New v8 | R | SOLAR HW:1 20 TUBE EVAC TUBE WALL 1 ST NE 3B BUNG |  | Energy Efficiency Appliances And Components | Solar Hot Water Panels to Walls | Solar Evacuated Tube Type Collectors - Walls | NO | 1585.953 | Solar Water:Install 1no 20 tube solar hot water evacuated tube collector to wall of ne 3bed 1 storey bung, connect supply pipes, framing, builders work, install solar hydraulic pump, solar controller. | Solar Water:Isolate supply, drain down, and install 1no 20 tube solar hot water evacuated tube collector to wall of 1 storey high, ne 3 bedroom bungalow, connect new and existing feed and supply supply pipes, refill, vent and test system, including all necessary builders work, bracket supports, flashings, fixings, all newly made joints, install 1no solar hydraulic pump and 1no solar controller, remake all bonding, connect electricity supply and test on completion, and remove waste and debris. | 1585.953
MG061703 | New v8 | R | SOLAR HW:1 20 TUBE EVAC TUBE WALL 2 ST NE 3B H |  | Energy Efficiency Appliances And Components | Solar Hot Water Panels to Walls | Solar Evacuated Tube Type Collectors - Walls | NO | 1738.0435 | Solar Water:Install 1no 20 tube solar hot water evacuated tube collector to wall of ne 3bed 2 storey house, connect supply pipe, framing, builders work, install solar hydraulic pump, solar controller. | Solar Water:Isolate supply, drain down, and install 1no 20 tube solar hot water evacuated tube collector to wall of 2 storey high, ne 3 bedroom house, connect new and existing feed and supply supply pipes, refill, vent and test system, including all necessary builders work, bracket supports, flashings, fixings, all newly made joints, install 1no solar hydraulic pump and 1no solar controller, remake all bonding, connect electricity supply and test on completion, and remove waste and debris. | 1738.0435
MG061705 | New v8 | R | SOLAR HW:1 30 TUBE EVAC TUBE WALL 2 ST NE 5B H |  | Energy Efficiency Appliances And Components | Solar Hot Water Panels to Walls | Solar Evacuated Tube Type Collectors - Walls | NO | 2041.5877 | Solar Water:Install 1no 30 tube solar hot water evacuated tube collector to wall of ne 5bed 2 storey house, connect supply pipe, framing, builders work, install solar hydraulic pump, solar controller. | Solar Water:Isolate supply, drain down, and install 1no 30 tube solar hot water evacuated tube collector to wall of 2 storey high, ne 5 bedroom house, connect new and existing feed and supply supply pipes, refill, vent and test system, including all necessary builders work, bracket supports, flashings, fixings, all newly made joints, install 1no solar hydraulic pump and 1no solar controller, remake all bonding, connect electricity supply and test on completion, and remove waste and debris. | 2041.5877
MV010101 | New v8 | R | MVHR:RENEW CENTRALISED ROOF MOUNTED 1000M3/HOUR |  | Energy Efficiency Appliances And Components | MVHR Installations | Renewals - Centralised Roof | IT | 10388.7295 | MVHR:Renew or supply and install centralised MVHR Unit to roof with a capacity up to 1000m3 per hour, connections to existing ductwork and electrical supply, test, commission, remove waste and debris. | MVHR:Renew or supply and install centralised Mechanical Ventilation Heat Recovery Unit to roof with a capacity up to 1000m3 per hour, make all necessary connections to existing ductwork and electrical supply and test and commission on completion, and remove waste and debris. | 10388.7295
MV010103 | New v8 | R | MVHR:RENEW CENTRALISED ROOF MOUNTED 2000M3/HOUR |  | Energy Efficiency Appliances And Components | MVHR Installations | Renewals - Centralised Roof | IT | 14418.4302 | MVHR:Renew or supply and install centralised MVHR Unit to roof with a capacity up to 2000m3 per hour, connections to existing ductwork and electrical supply, test, commission, remove waste and debris. | MVHR:Renew or supply and install centralised Mechanical Ventilation Heat Recovery Unit to roof with a capacity up to 2000m3 per hour, make all necessary connections to existing ductwork and electrical supply and test and commission on completion, and remove waste and debris. | 14418.4302
MV010105 | New v8 | R | MVHR:RENEW CENTRALISED ROOF MOUNTED 3000M3/HOUR |  | Energy Efficiency Appliances And Components | MVHR Installations | Renewals - Centralised Roof | IT | 18491.0933 | MVHR:Renew or supply and install centralised MVHR Unit to roof with a capacity up to 3000m3 per hour, connections to existing ductwork and electrical supply, test, commission, remove waste and debris. | MVHR:Renew or supply and install centralised Mechanical Ventilation Heat Recovery Unit to roof with a capacity up to 3000m3 per hour., make all necessary connections to existing ductwork and electrical supply and test and commission on completion, and remove waste and debris. | 18491.0933
MV010107 | New v8 | R | MVHR:RENEW CENTRALISED ROOF MOUNTED 4000M3/HOUR |  | Energy Efficiency Appliances And Components | MVHR Installations | Renewals - Centralised Roof | IT | 25703.0184 | MVHR:Renew or supply and install centralised MVHR Unit to roof with a capacity up to 4000m3 per hour, connections to existing ductwork and electrical supply, test, commission, remove waste and debris. | MVHR:Renew or supply and install centralised Mechanical Ventilation Heat Recovery Unit to roof with a capacity up to 4000m3 per hour, make all necessary connections to existing ductwork and electrical supply and test and commission on completion, and remove waste and debris. | 25703.0184
MV010109 | New v8 | R | MVHR:RENEW CENTRALISED PLANTROOM 1000M3/HOUR |  | Energy Efficiency Appliances And Components | MVHR Installations | Renewals - Centralised Plantroom | IT | 8665.7541 | MVHR:Renew or supply and install centralised MVHR Unit to plant room, capacity up to 1000m3 per hour, connections to existing ductwork and electrical supply, test, commission, remove waste and debris. | MVHR:Renew or supply and install centralised Mechanical Ventilation Heat Recovery Unit to plant room with a capacity up to 1000m3 per hour, make all necessary connections to existing ductwork and electrical supply and test and commission on completion, and remove waste and debris. | 8665.7541
MV010111 | New v8 | R | MVHR:RENEW CENTRALISED PLANTROOM 2000M3/HOUR |  | Energy Efficiency Appliances And Components | MVHR Installations | Renewals - Centralised Plantroom | IT | 12025.9573 | MVHR:Renew or supply and install centralised MVHR Unit to plant room, capacity up to 2000m3 per hour, connections to existing ductwork and electrical supply, test, commission, remove waste and debris. | MVHR:Renew or supply and install centralised Mechanical Ventilation Heat Recovery Unit to plant room with a capacity up to 2000m3 per hour, make all necessary connections to existing ductwork and electrical supply and test and commission on completion, and remove waste and debris. | 12025.9573
MV010113 | New v8 | R | MVHR:RENEW CENTRALISED PLANTROOM 3000M3/HOUR |  | Energy Efficiency Appliances And Components | MVHR Installations | Renewals - Centralised Plantroom | IT | 15421.9626 | MVHR:Renew or supply and install centralised MVHR Unit to plant room, capacity up to 3000m3 per hour, connections to existing ductwork and electrical supply, test, commission, remove waste and debris. | MVHR:Renew or supply and install centralised Mechanical Ventilation Heat Recovery Unit to plant room with a capacity up to 3000m3 per hour, make all necessary connections to existing ductwork and electrical supply and test and commission on completion, and remove waste and debris. | 15421.9626
MV010115 | New v8 | R | MVHR:RENEW CENTRALISED PLANTROOM 4000M3/HOUR |  | Energy Efficiency Appliances And Components | MVHR Installations | Renewals - Centralised Plantroom | IT | 21434.0177 | MVHR:Renew or supply and install centralised MVHR Unit to plant room, capacity up to 4000m3 per hour, connections to existing ductwork and electrical supply, test, commission, remove waste and debris. | MVHR:Renew or supply and install centralised Mechanical Ventilation Heat Recovery Unit to plant room with a capacity up to 4000m3 per hour, make all necessary connections to existing ductwork and electrical supply and test and commission on completion, and remove waste and debris. | 21434.0177
MV010201 | New v8 | R | HEAT RECOVERY UNIT:RENEW WITH SINGLE ROOM TYPE LP |  | Energy Efficiency Appliances And Components | MVHR Installations | Renewals and Installs - Individual Units | NO | 240.487 | Heat Recovery Unit:Isolate supply, disconnect, clear away existing fan and renew with Vent Axia or other approved lo-carbon Tempra LP IPX4 single room heat recovery unit and pullcord, terminal grille | Heat Recovery Unit:Isolate supply, disconnect, clear away existing fan and renew with Vent Axia or other equal and approved lo-carbon Tempra LP IPX4 single room heat recovery unit with pullcord, provide terminal grille if necessary, remake all necessary connections, reconnect electricity supply, undertake electrical tests and make good all finishes and remove waste and debris. | 240.487
MV010203 | New v8 | R | HEAT RECOVERY UNIT:INSTALL SINGLE ROOM TYPE LP |  | Energy Efficiency Appliances And Components | MVHR Installations | Renewals and Installs - Individual Units | NO | 274.9821 | Fan:Install Vent Axia or other approved lo-carbon Tempra LP IPX4 single room heat recovery unit with pullcord, install new circuit with fused spur outlet, external shutter, connect, test, adjust | Fan:Install Vent Axia or other equal and approved lo-carbon Tempra LP IPX4 single room heat recovery unit with pullcord, install electrical circuit with fused spur outlet and external shutter, connect, test and adjust settings including cutting out through wall provision of sleeve, making good wall, provide terminal grille if necessary, remake all necessary connections, undertake electrical tests and make good all finishes and remove waste and debris. | 274.9821
MV010205 | New v8 | R | HEAT RECOVERY UNIT:RENEW SINGLE ROOM HTP OR LHTP |  | Energy Efficiency Appliances And Components | MVHR Installations | Renewals and Installs - Individual Units | NO | 403.2574 | Heat Recovery Unit:Isolate supply, disconnect, remove fan and renew with Vent Axia or other approved lo-carbon Tempra HTP or LHTP IPX4 single room heat recovery unit with humidistat, timer, pullcord, | Heat Recovery Unit:Isolate supply, disconnect, clear away existing fan and renew with Vent Axia or other equal and approved lo-carbon Tempra HTP or LHTP IPX4 single room heat recovery unit with humidistat, timer and pullcord, provide terminal grille if necessary, remake all necessary connections, reconnect electricity supply, undertake electrical tests and make good all finishes and remove waste and debris. | 403.2574
MV010207 | New v8 | R | HEAT RECOVERY UNIT:INSTALL SINGLE ROOM HTP OR LHTP |  | Energy Efficiency Appliances And Components | MVHR Installations | Renewals and Installs - Individual Units | NO | 437.7525 | Fan:Install Vent Axia or other approved lo-carbon Tempra HTP or LHTP IPX4 single room heat recovery unit with humidistat, timer, pullcord, install circuit with fused spur outlet and external shutter, | Fan:Install Vent Axia or other equal and approved lo-carbon Tempra HTP or LHTP IPX4 single room heat recovery unit with humidistat, timer and pullcord, install electrical circuit with fused spur outlet and external shutter, connect, test and adjust settings including cutting out through wall provision of sleeve, making good wall, provide terminal grille if necessary, remake all necessary connections, undertake electrical tests and make good all finishes and remove waste and debris. | 437.7525
MV010209 |  | U | HEAT RECOVERY UNIT:OVERHAUL |  | Energy Efficiency Appliances And Components | MVHR Installations | Repairs - Individual Units | IT | 61.6573 | Heat Recovery Unit:Overhaul heat recovery and ventilation unit, clean out, renew filters as necessary and remove waste and debris. | Heat Recovery Unit:Overhaul heat recovery and ventilation unit, clean out, renew filters as necessary and remove waste and debris. | 61.6573
MV010301 | New v8 | R | VENT UNIT:OVERHAUL |  | Energy Efficiency Appliances And Components | MVHR Installations | Repairs - Individual Units | IT | 37.711 | Vent Unit:Overhaul ventilation unit, clean out, renew filters as necessary and remove waste and debris. | Vent Unit:Overhaul ventilation unit, clean out, renew filters as necessary and remove waste and debris. | 37.711
MV010305 | New v8 | R | MVHR:RENEW FAN |  | Energy Efficiency Appliances And Components | MVHR Installations | Repairs - Individual Units | IT | 149.018 | MVHR:Renew fan to mechnical ventilation heat recovery unit, disconnect, install new fan, reconnect, commission, test operation, make good, remove waste and debris | MVHR:Renew fan to mechanical ventilation heat recovery unit, disconnect, install new fan, reconnect, commission, test operation, make good, remove waste and debris | 149.018
MV010307 | New v8 | R | MVHR:RENEW FILTERS |  | Energy Efficiency Appliances And Components | MVHR Installations | Repairs - Individual Units | IT | 54.716 | MVHR:Renew filters to mechnical ventilation heat recovery unit, disconnect, install new filters, reconnect, commission, test operation, make good, remove waste and debris | MVHR:Renew filters to mechanical ventilation heat recovery unit, disconnect, install new filters, reconnect, commission, test operation, make good, remove waste and debris | 54.716
MV010309 | New v8 | R | MVHR:RENEW PCB |  | Energy Efficiency Appliances And Components | MVHR Installations | Repairs - Individual Units | IT | 240.6056 | MVHR:Renew PCB to mechnical ventilation heat recovery unit, disconnect, install new PCB, reconnect, commission, test operation, make good, remove waste and debris | MVHR:Renew PCB to mechanical ventilation heat recovery unit, disconnect, install new PCB, reconnect, commission, test operation, make good, remove waste and debris | 240.6056
MV010311 | New v8 | R | MVHR:RENEW REMOTE BOOST CONTROL |  | Energy Efficiency Appliances And Components | MVHR Installations | Repairs - Individual Units | IT | 96.7541 | MVHR:Renew remote boost control to mechnical ventilation heat recovery unit, disconnect, install new control unit, reconnect, commission, test, make good, remove watse and debris | MVHR:Renew remote boost control to mechanical ventilation heat recovery unit, disconnect, install new control unit, reconnect, commission, test, make good, remove watse and debris | 96.7541
MV010401 | New v8 | R | MVHR UNIT:RENEW OR SUPPLY 200M3/HR |  | Energy Efficiency Appliances And Components | MVHR Installations | Renewals and Installs - Small Units | IT | 1023.2575 | MVHR UNIT:Renew or supply and install MVHR unit, 200m3/hr, all connections to ductwork and electricity supply, all builders and electrical work, test, commission, make good, remove waste and debris. | MVHR UNIT:Renew or supply and install Mechanical Ventilation Heat Recovery unit with a capacity of up to 200m3 per hour, make all necessary connections to existing ductwork and electricity supply, all builders and electrical work, installed in accordance with manufacturers technical data sheet, test and commission on completion, make good, remove waste and debris. | 1023.2575
MV010403 | New v8 | R | MVHR UNIT:RENEW 250M3/HR |  | Energy Efficiency Appliances And Components | MVHR Installations | Renewals and Installs - Small Units | IT | 1114.0729 | MVHR Unit:Renew or supply and install MVHR unit, 250m3/hr, all connections to ductwork and electricity supply, all builders/electrical work, test, commission, make good, remove waste and debris. | MVHR UNIT:Renew or supply and install Mechanical Ventilation Heat Recovery unit with a capacity of up to 250m3 per hour, make all necessary connections to existing ductwork and electricity supply, all builders and electrical work, installed in accordance with manufacturers technical data sheet, test and commission on completion, make good, remove waste and debris. | 1114.0729
MV010405 | New v8 | R | MVHR UNIT:RENEW 400M3/HR |  | Energy Efficiency Appliances And Components | MVHR Installations | Renewals and Installs - Small Units | IT | 1360.5451 | MVHR Unit:Renew or supply and install MVHR unit, 400m3/hr, all connections to ductwork and electricity supply, all builders/electrical work, test, commission, make good, remove waste and debris. | MVHR UNIT:Renew or supply and install Mechanical Ventilation Heat Recovery unit with a capacity of up to 400m3 per hour, make all necessary connections to existing ductwork and electricity supply, all builders and electrical work, installed in accordance with manufacturers technical data sheet, test and commission on completion, make good, remove waste and debris. | 1360.5451
PL110101 |  | U | PIPE:RENEW OR INSTALL 15MM COPPER |  | Mechanical Services | Pipework | Copper Pipework and Fittings | LM | 24.2785 | Pipe:Renew or fix new any 15mm diameter pipe with copper pipe fixed with clips and including all made bends, connectors, fittings and any adaptors for jointing to pipes of other material. | Pipe:Renew or fix new any 15mm diameter pipe with copper pipe fixed with clips and including all made bends, connectors, fittings and any adaptors for jointing to pipes of other material and remove waste and debris. | 24.2785
PL110103 |  | U | PIPE:RENEW OR INSTALL 22MM COPPER |  | Mechanical Services | Pipework | Copper Pipework and Fittings | LM | 28.9763 | Pipe:Renew or fix new any 22mm diameter pipe with copper pipe fixed with clips and including all made bends, connectors, fittings and any adaptors for jointing to pipes of other material. | Pipe:Renew or fix new any 22mm diameter pipe with copper pipe fixed with clips and including all made bends, connectors, fittings and any adaptors for jointing to pipes of other material and remove waste and debris. | 28.9763
PL110105 |  | U | PIPE:RENEW OR INSTALL 28MM COPPER |  | Mechanical Services | Pipework | Copper Pipework and Fittings | LM | 35.1031 | Pipe:Renew or fix new any 28mm diameter pipe with copper pipe fixed with clips and including all made bends, connectors, fittings and any adaptors for jointing to pipes of other material. | Pipe:Renew or fix new any 28mm diameter pipe with copper pipe fixed with clips and including all made bends, connectors, fittings and any adaptors for jointing to pipes of other material and remove waste and debris. | 35.1031
PL110107 |  | U | PIPE:RENEW OR INSTALL 35MM COPPER |  | Mechanical Services | Pipework | Copper Pipework and Fittings | LM | 67.8005 | Pipe:Renew or fix new any 35mm diameter pipe with copper pipe fixed with clips and including all made bends, connectors, fittings and any adaptors for jointing to pipes of other material. | Pipe:Renew or fix new any 35mm diameter pipe with copper pipe fixed with clips and including all made bends, connectors, fittings and any adaptors for jointing to pipes of other material, and remove waste and debris. | 67.8005
PL110109 |  | U | PIPE:RENEW OR INSTALL 42MM COPPER |  | Mechanical Services | Pipework | Copper Pipework and Fittings | LM | 82.6087 | Pipe:Renew or fix new any 42mm diameter pipe with copper pipe fixed with clips and including all made bends, connectors, fittings and any adaptors for jointing to pipes of other material. | Pipe:Renew or fix new any 42mm diameter pipe with copper pipe fixed with clips and including all made bends, connectors, fittings and any adaptors for jointing to pipes of other material, and remove waste and debris. | 82.6087
PL110111 |  | U | PIPE:RENEW OR INSTALL 54MM COPPER |  | Mechanical Services | Pipework | Copper Pipework and Fittings | LM | 105.1419 | Pipe:Renew or fix new any 54mm diameter pipe with copper pipe fixed with clips and including all made bends, connectors, fittings and any adaptors for jointing to pipes of other material. | Pipe:Renew or fix new any 54mm diameter pipe with copper pipe fixed with clips and including all made bends, connectors, fittings and any adaptors for jointing to pipes of other material, and remove waste and debris. | 105.1419
PL110113 | New v8 | R | PIPE:RENEW OR INSTALL 67MM COPPER |  | Mechanical Services | Pipework | Copper Pipework and Fittings | LM | 361.0872 | Pipe:Renew or fix new any 67mm diameter pipe with copper pipe fixed with clips and including all made bends, connectors, fittings and any adaptors for jointing to pipes of other material. | Pipe:Renew or fix new any 67mm diameter pipe with copper pipe fixed with clips and including all made bends, connectors, fittings and any adaptors for jointing to pipes of other material and remove waste and debris. | 361.0872
PL110115 | New v8 | R | PIPE:RENEW OR INSTALL 76MM COPPER |  | Mechanical Services | Pipework | Copper Pipework and Fittings | LM | 631.6019 | Pipe:Renew or fix new any 76mm diameter pipe with copper pipe fixed with clips and including all made bends, connectors, fittings and any adaptors for jointing to pipes of other material. | Pipe:Renew or fix new any 76mm diameter pipe with copper pipe fixed with clips and including all made bends, connectors, fittings and any adaptors for jointing to pipes of other material and remove waste and debris. | 631.6019
PL110117 | New v8 | R | PIPE:RENEW OR INSTALL 108MM COPPER |  | Mechanical Services | Pipework | Copper Pipework and Fittings | LM | 939.9094 | Pipe:Renew or fix new any 108mm diameter pipe with copper pipe fixed with clips and including all made bends, connectors, fittings and any adaptors for jointing to pipes of other material. | Pipe:Renew or fix new any 108mm diameter pipe with copper pipe fixed with clips and including all made bends, connectors, fittings and any adaptors for jointing to pipes of other material and remove waste and debris. | 939.9094
PL110119 | New v8 | R | PIPE:RENEW OR INSTALL 133MM COPPER |  | Mechanical Services | Pipework | Copper Pipework and Fittings | LM | 1095.8241 | Pipe:Renew or fix new any 133mm diameter pipe with copper pipe fixed with clips and including all made bends, connectors, fittings and any adaptors for jointing to pipes of other material. | Pipe:Renew or fix new any 133mm diameter pipe with copper pipe fixed with clips and including all made bends, connectors, fittings and any adaptors for jointing to pipes of other material and remove waste and debris. | 1095.8241
PL110121 | New v8 | R | PIPE:RENEW OR INSTALL 159MM COPPER |  | Mechanical Services | Pipework | Copper Pipework and Fittings | LM | 1321.7548 | Pipe:Renew or fix new any 159mm diameter pipe with copper pipe fixed with clips and including all made bends, connectors, fittings and any adaptors for jointing to pipes of other material. | Pipe:Renew or fix new any 159mm diameter pipe with copper pipe fixed with clips and including all made bends, connectors, fittings and any adaptors for jointing to pipes of other material and remove waste and debris. | 1321.7548
PL110201 |  | U | TEE:INSTALL 15MM TO EXISTING COPPER PIPEWORK |  | Mechanical Services | Pipework | Copper Pipework and Fittings | NO | 12.9603 | Tee:Cut into any existing copper service pipework and fix new 15mm tee for installation extension. | Tee:Cut into any existing copper service pipework and fix new 15mm tee for installation extension. | 12.9603
PL110203 |  | U | TEE:INSTALL 22MM TO EXISTING COPPER PIPEWORK |  | Mechanical Services | Pipework | Copper Pipework and Fittings | NO | 19.9116 | Tee:Cut into any existing copper service pipework and fix new 22mm tee for installation extension. | Tee:Cut into any existing copper service pipework and fix new 22mm tee for installation extension. | 19.9116
PL110205 |  | U | TEE:INSTALL 28MM TO EXISTING COPPER PIPEWORK |  | Mechanical Services | Pipework | Copper Pipework and Fittings | NO | 28.0477 | Tee:Cut into any existing copper service pipework and fix new 28mm tee for installation extension. | Tee:Cut into any existing copper service pipework and fix new 28mm tee for installation extension. | 28.0477
PL110207 |  | U | TEE:INSTALL 35MM TO EXISTING COPPER PIPEWORK |  | Mechanical Services | Pipework | Copper Pipework and Fittings | NO | 25.5501 | Tee:Cut into any existing copper service pipework and fix new 35mm tee for installation extension. | Tee:Cut into any existing copper service pipework and fix new 35mm tee for installation extension. | 25.5501
PL110209 |  | U | TEE:INSTALL 42MM TO EXISTING COPPER PIPEWORK |  | Mechanical Services | Pipework | Copper Pipework and Fittings | NO | 32.3962 | Tee:Cut into any existing copper service pipework and fix new 42mm tee for installation extension. | Tee:Cut into any existing copper service pipework and fix new 42mm tee for installation extension. | 32.3962
PL110211 |  | U | TEE:INSTALL 54MM TO EXISTING COPPER PIPEWORK |  | Mechanical Services | Pipework | Copper Pipework and Fittings | NO | 50.1263 | Tee:Cut into any existing copper service pipework and fix new 54mm tee for installation extension. | Tee:Cut into any existing copper service pipework and fix new 54mm tee for installation extension. | 50.1263
PL110401 |  | U | PIPE:INSTALL TEE/VALVE |  | Mechanical Services | Pipework | Black Heavy Mild Steel Screw and Socketed Pipework | IT | 106.3158 | Pipe:Pipework:Cut into existing heating circuit pipe ne 50mm diameter, insert tee fitting, nipple and gate valve, remove, thread and refix pipe, isolate, drain down and refill branch, remove debris. | Pipe:Pipework:Cut into existing heating circuit pipe ne 50mm diameter and insert appropriate sized tee fitting, nipple and gate valve. Remove, thread and refix pipe as found expedient, including isolate, drain down and refill branch, remove waste and debris. | 106.3158
PL110403 |  | U | PIPE:RENEW 15MM STEEL |  | Mechanical Services | Pipework | Black Heavy Mild Steel Screw and Socketed Pipework | LM | 39.9662 | Pipe:Renew or fix new 15mm black mild steel pipe, including all necessary cutting, threading, bending, fittings, couplings, clips and brackets, and remove waste and debris. | Pipe:Renew or fix new 15mm black mild steel pipe, including all necessary cutting, threading, bending, fittings, couplings, clips and brackets, and remove waste and debris. | 39.9662
PL110405 |  | U | PIPE:RENEW 20MM STEEL |  | Mechanical Services | Pipework | Black Heavy Mild Steel Screw and Socketed Pipework | LM | 46.5727 | Pipe:Renew or fix new 20mm black mild steel pipe, including all necessary cutting, threading, bending, fittings, couplings, clips and brackets, and remove waste and debris. | Pipe:Renew or fix new 20mm black mild steel pipe, including all necessary cutting, threading, bending, fittings, couplings, clips and brackets, and remove waste and debris. | 46.5727
PL110407 |  | U | PIPE:RENEW 25MM STEEL |  | Mechanical Services | Pipework | Black Heavy Mild Steel Screw and Socketed Pipework | LM | 59.4425 | Pipe:Renew or fix new 25mm black mild steel pipe, including all necessary cutting, threading, bending, fittings, couplings, clips and brackets, and remove waste and debris. | Pipe:Renew or fix new 25mm black mild steel pipe, including all necessary cutting, threading, bending, fittings, couplings, clips and brackets, and remove waste and debris. | 59.4425
PL110409 |  | U | PIPE:RENEW 32MM STEEL |  | Mechanical Services | Pipework | Black Heavy Mild Steel Screw and Socketed Pipework | LM | 75.5062 | Pipe:Renew or fix new 32mm black mild steel pipe, including all necessary cutting, threading, bending, fittings, couplings, clips and brackets, and remove waste and debris. | Pipe:Renew or fix new 32mm black mild steel pipe, including all necessary cutting, threading, bending, fittings, couplings, clips and brackets, and remove waste and debris. | 75.5062
PL110411 |  | U | PIPE:RENEW 40MM STEEL |  | Mechanical Services | Pipework | Black Heavy Mild Steel Screw and Socketed Pipework | LM | 88.3642 | Pipe:Renew or fix new 40mm black mild steel pipe, including all necessary cutting, threading, bending, fittings, couplings, clips and brackets, and remove waste and debris. | Pipe:Renew or fix new 40mm black mild steel pipe, including all necessary cutting, threading, bending, fittings, couplings, clips and brackets, and remove waste and debris. | 88.3642
PL110413 |  | U | PIPE:RENEW 50MM STEEL |  | Mechanical Services | Pipework | Black Heavy Mild Steel Screw and Socketed Pipework | LM | 125.6283 | Pipe:Renew or fix new 50mm black mild steel pipe, including all necessary cutting, threading, bending, fittings, couplings, clips and brackets, and remove waste and debris. | Pipe:Renew or fix new 50mm black mild steel pipe, including all necessary cutting, threading, bending, fittings, couplings, clips and brackets, and remove waste and debris. | 125.6283
PL110415 | New v8 | R | PIPE:RENEW 65MM STEEL |  | Mechanical Services | Pipework | Black Heavy Mild Steel Screw and Socketed Pipework | LM | 132.095 | Pipe:Renew or fix new 65mm black mild steel pipe, including all necessary cutting, threading, bending, fittings, couplings, clips and brackets, and remove waste and debris. | Pipe:Renew or fix new 65mm black mild steel pipe, including all necessary cutting, threading, bending, fittings, couplings, clips and brackets, and remove waste and debris. | 132.095
PL110417 | New v8 | R | PIPE:RENEW 80MM STEEL |  | Mechanical Services | Pipework | Black Heavy Mild Steel Screw and Socketed Pipework | LM | 157.3322 | Pipe:Renew or fix new 80mm black mild steel pipe, including all necessary cutting, threading, bending, fittings, couplings, clips and brackets, and remove waste and debris. | Pipe:Renew or fix new 80mm black mild steel pipe, including all necessary cutting, threading, bending, fittings, couplings, clips and brackets, and remove waste and debris. | 157.3322
PL110419 | New v8 | R | PIPE:RENEW 100MM STEEL |  | Mechanical Services | Pipework | Black Heavy Mild Steel Screw and Socketed Pipework | LM | 216.3639 | Pipe:Renew or fix new 100mm black mild steel pipe, including all necessary cutting, threading, bending, fittings, couplings, clips and brackets, and remove waste and debris. | Pipe:Renew or fix new 100mm black mild steel pipe, including all necessary cutting, threading, bending, fittings, couplings, clips and brackets, and remove waste and debris. | 216.3639
PL110421 | New v8 | R | PIPE:RENEW 125MM STEEL |  | Mechanical Services | Pipework | Black Heavy Mild Steel Screw and Socketed Pipework | LM | 253.4257 | Pipe:Renew or fix new 125mm black mild steel pipe, including all necessary cutting, threading, bending, fittings, couplings, clips and brackets, and remove waste and debris. | Pipe:Renew or fix new 125mm black mild steel pipe, including all necessary cutting, threading, bending, fittings, couplings, clips and brackets, and remove waste and debris. | 253.4257
PL110423 | New v8 | R | PIPE:RENEW 150MM STEEL |  | Mechanical Services | Pipework | Black Heavy Mild Steel Screw and Socketed Pipework | LM | 291.7229 | Pipe:Renew or fix new 150mm black mild steel pipe, including all necessary cutting, threading, bending, fittings, couplings, clips and brackets, and remove waste and debris. | Pipe:Renew or fix new 150mm black mild steel pipe, including all necessary cutting, threading, bending, fittings, couplings, clips and brackets, and remove waste and debris. | 291.7229
PL110501 | New v8 | R | PIPE:RENEW 15MM WELDED STEEL |  | Mechanical Services | Pipework | Black Heavy Mild Steel Welded Joint Pipework | LM | 40.343 | Pipe:Renew or fix new 15mm black mild steel pipe, including all necessary cutting, welding, bending, fittings, couplings, clips and brackets, and remove waste and debris. | Pipe:Renew or fix new 15mm black mild steel pipe, including all necessary cutting, welding, bending, fittings, couplings, clips and brackets, and remove waste and debris. | 40.343
PL110503 | New v8 | R | PIPE:RENEW 20MM WELDED STEEL |  | Mechanical Services | Pipework | Black Heavy Mild Steel Welded Joint Pipework | LM | 44.9371 | Pipe:Renew or fix new 20mm black mild steel welded pipe, including all necessary cutting, welding, bending, fittings, couplings, clips and brackets, and remove waste and debris. | Pipe:Renew or fix new 20mm black mild steel welded pipe, including all necessary cutting, welding, bending, fittings, couplings, clips and brackets, and remove waste and debris. | 44.9371
PL110505 | New v8 | R | PIPE:RENEW 25MM WELDED STEEL |  | Mechanical Services | Pipework | Black Heavy Mild Steel Welded Joint Pipework | LM | 57.5346 | Pipe:Renew or fix 25mm black mild steel pipe, including all necessary cutting, welding, bending, fittings, couplings, clips and brackets, and remove waste and debris. | Pipe:Renew or fix 25mm black mild steel pipe, including all necessary cutting, welding, bending, fittings, couplings, clips and brackets, and remove waste and debris. | 57.5346
PL110507 | New v8 | R | PIPE:RENEW 32MM WELDED STEEL |  | Mechanical Services | Pipework | Black Heavy Mild Steel Welded Joint Pipework | LM | 69.4903 | Pipe:Renew or fix 32mm black mild steel pipe, including all necessary cutting, welding, bending, fittings, couplings, clips and brackets, and remove waste and debris. | Pipe:Renew or fix 32mm black mild steel pipe, including all necessary cutting, welding, bending, fittings, couplings, clips and brackets, and remove waste and debris. | 69.4903
PL110509 | New v8 | R | PIPE:RENEW 40MM WELDED STEEL |  | Mechanical Services | Pipework | Black Heavy Mild Steel Welded Joint Pipework | LM | 80.3211 | Pipe:Renew or fix new 40mm black mild steel pipe, including all necessary cutting, welding, bending, fittings, couplings, clips and brackets, and remove waste and debris. | Pipe:Renew or fix new 40mm black mild steel pipe, including all necessary cutting, welding, bending, fittings, couplings, clips and brackets, and remove waste and debris. | 80.3211
PL110511 | New v8 | R | PIPE:RENEW 50MM WELDED STEEL |  | Mechanical Services | Pipework | Black Heavy Mild Steel Welded Joint Pipework | LM | 105.4608 | Pipe:Renew or fix new 50mm black mild steel pipe, including all necessary cutting, welding, bending, fittings, couplings, clips and brackets, and remove waste and debris. | Pipe:Renew or fix new 50mm black mild steel pipe, including all necessary cutting, welding, bending, fittings, couplings, clips and brackets, and remove waste and debris. | 105.4608
PL110513 | New v8 | R | PIPE:RENEW 65MM WELDED STEEL |  | Mechanical Services | Pipework | Black Heavy Mild Steel Welded Joint Pipework | LM | 128.0711 | Pipe:Renew or fix new 65mm black mild steel pipe, including all necessary cutting, welding, bending, fittings, couplings, clips and brackets, and remove waste and debris. | Pipe:Renew or fix new 65mm black mild steel pipe, including all necessary cutting, welding, bending, fittings, couplings, clips and brackets, and remove waste and debris. | 128.0711
PL110515 | New v8 | R | PIPE:RENEW 80MM WELDED STEEL |  | Mechanical Services | Pipework | Black Heavy Mild Steel Welded Joint Pipework | LM | 151.009 | Pipe:Renew or fix new 80mm black mild steel pipe, including all necessary cutting, welding, bending, fittings, couplings, clips and brackets, and remove waste and debris. | Pipe:Renew or fix new 80mm black mild steel pipe, including all necessary cutting, welding, bending, fittings, couplings, clips and brackets, and remove waste and debris. | 151.009
PL110517 | New v8 | R | PIPE:RENEW 100MM WELDED STEEL |  | Mechanical Services | Pipework | Black Heavy Mild Steel Welded Joint Pipework | LM | 197.9689 | Pipe:Renew or fix new 100mm black mild steel pipe, including all necessary cutting, welding, bending, fittings, couplings, clips and brackets, and remove waste and debris. | Pipe:Renew or fix new 100mm black mild steel pipe, including all necessary cutting, welding, bending, fittings, couplings, clips and brackets, and remove waste and debris. | 197.9689
PL110519 | New v8 | R | PIPE:RENEW 125MM WELDED STEEL |  | Mechanical Services | Pipework | Black Heavy Mild Steel Welded Joint Pipework | LM | 231.0068 | Pipe:Renew or fix new 125mm black mild steel pipe, including all necessary cutting, welding, bending, fittings, couplings, clips and brackets, and remove waste and debris. | Pipe:Renew or fix new 125mm black mild steel pipe, including all necessary cutting, welding, bending, fittings, couplings, clips and brackets, and remove waste and debris. | 231.0068
PL110521 | New v8 | R | PIPE:RENEW 150MM WELDED STEEL |  | Mechanical Services | Pipework | Black Heavy Mild Steel Welded Joint Pipework | LM | 264.1304 | Pipe:Renew or fix new 150mm black mild steel pipe, including all necessary cutting, welding, bending, fittings, couplings, clips and brackets, and remove waste and debris. | Pipe:Renew or fix new 150mm black mild steel pipe, including all necessary cutting, welding, bending, fittings, couplings, clips and brackets, and remove waste and debris. | 264.1304
PL110601 | New v8 | R | PIPE:RENEW 15MM GALVANISED STEEL |  | Mechanical Services | Pipework | Galvanised Steel Pipework | LM | 47.6999 | Pipe:Renew or fix new 15mm galvanised mild steel pipe, including all necessary cutting, welding, bending, fittings, couplings, clips and brackets, and remove waste and debris. | Pipe:Renew or fix new 15mm galvanised mild steel pipe, including all necessary cutting, welding, bending, fittings, couplings, clips and brackets, and remove waste and debris. | 47.6999
PL110603 | New v8 | R | PIPE:RENEW 20MM GALVANISED STEEL |  | Mechanical Services | Pipework | Galvanised Steel Pipework | LM | 52.2472 | Pipe:Renew or fix new 20mm galvanised mild steel pipe, including all necessary cutting, welding, bending, fittings, couplings, clips and brackets, and remove waste and debris. | Pipe:Renew or fix new 20mm galvanised mild steel pipe, including all necessary cutting, welding, bending, fittings, couplings, clips and brackets, and remove waste and debris. | 52.2472
PL110605 | New v8 | R | PIPE:RENEW 25MM GALVANISED STEEL |  | Mechanical Services | Pipework | Galvanised Steel Pipework | LM | 67.2581 | Pipe:Renew or fix new 25mm galvanised mild steel pipe, including all necessary cutting, welding, bending, fittings, couplings, clips and brackets, and remove waste and debris. | Pipe:Renew or fix new 25mm galvanised mild steel pipe, including all necessary cutting, welding, bending, fittings, couplings, clips and brackets, and remove waste and debris. | 67.2581
PL110607 | New v8 | R | PIPE:RENEW 32MM GALVANISED STEEL |  | Mechanical Services | Pipework | Galvanised Steel Pipework | LM | 81.0052 | Pipe:Renew or fix new 32mm galvanised mild steel pipe, including all necessary cutting, welding, bending, fittings, couplings, clips and brackets, and remove waste and debris. | Pipe:Renew or fix new 32mm galvanised mild steel pipe, including all necessary cutting, welding, bending, fittings, couplings, clips and brackets, and remove waste and debris. | 81.0052
PL110609 | New v8 | R | PIPE:RENEW 40MM GALVANISED STEEL |  | Mechanical Services | Pipework | Galvanised Steel Pipework | LM | 94.0504 | Pipe:Renew or fix new 40mm galvanised mild steel pipe, including all necessary cutting, welding, bending, fittings, couplings, clips and brackets, and remove waste and debris. | Pipe:Renew or fix new 40mm galvanised mild steel pipe, including all necessary cutting, welding, bending, fittings, couplings, clips and brackets, and remove waste and debris. | 94.0504
PL110611 | New v8 | R | PIPE:RENEW 50MM GALVANISED STEEL |  | Mechanical Services | Pipework | Galvanised Steel Pipework | LM | 123.2064 | Pipe:Renew or fix new 50mm galvanised mild steel pipe, including all necessary cutting, welding, bending, fittings, couplings, clips and brackets, and remove waste and debris. | Pipe:Renew or fix new 50mm galvanised mild steel pipe, including all necessary cutting, welding, bending, fittings, couplings, clips and brackets, and remove waste and debris. | 123.2064
PL110613 | New v8 | R | PIPE:RENEW 65MM GALVANISED STEEL |  | Mechanical Services | Pipework | Galvanised Steel Pipework | LM | 145.9712 | Pipe:Renew or fix new 65mm galvanised mild steel pipe, including all necessary cutting, welding, bending, fittings, couplings, clips and brackets, and remove waste and debris. | Pipe:Renew or fix new 65mm galvanised mild steel pipe, including all necessary cutting, welding, bending, fittings, couplings, clips and brackets, and remove waste and debris. | 145.9712
PL110615 | New v8 | R | PIPE:RENEW 80MM GALVANISED STEEL |  | Mechanical Services | Pipework | Galvanised Steel Pipework | LM | 174.8588 | Pipe:Renew or fix new 80mm galvanised mild steel pipe, including all necessary cutting, welding, bending, fittings, couplings, clips and brackets, and remove waste and debris. | Pipe:Renew or fix new 80mm galvanised mild steel pipe, including all necessary cutting, welding, bending, fittings, couplings, clips and brackets, and remove waste and debris. | 174.8588
PL110617 | New v8 | R | PIPE:RENEW 100MM GALVANISED STEEL |  | Mechanical Services | Pipework | Galvanised Steel Pipework | LM | 240.6999 | Pipe:Renew or fix new 100mm galvanised mild steel pipe, including all necessary cutting, welding, bending, fittings, couplings, clips and brackets, and remove waste and debris. | Pipe:Renew or fix new 100mm galvanised mild steel pipe, including all necessary cutting, welding, bending, fittings, couplings, clips and brackets, and remove waste and debris. | 240.6999
PL110619 | New v8 | R | PIPE:RENEW 125MM GALVANISED STEEL |  | Mechanical Services | Pipework | Galvanised Steel Pipework | LM | 311.5396 | Pipe:Renew or fix new 125mm galvanised mild steel pipe, including all necessary cutting, welding, bending, fittings, couplings, clips and brackets, and remove waste and debris. | Pipe:Renew or fix new 125mm galvanised mild steel pipe, including all necessary cutting, welding, bending, fittings, couplings, clips and brackets, and remove waste and debris. | 311.5396
PL110621 | New v8 | R | PIPE:RENEW 150MM GALVANISED STEEL |  | Mechanical Services | Pipework | Galvanised Steel Pipework | LM | 359.2069 | Pipe:Renew or fix new 150mm galvanised mild steel pipe, including all necessary cutting, welding, bending, fittings, couplings, clips and brackets, and remove waste and debris. | Pipe:Renew or fix new 150mm galvanised mild steel pipe, including all necessary cutting, welding, bending, fittings, couplings, clips and brackets, and remove waste and debris. | 359.2069
PL110701 | New v8 | R | PIPE:RENEW 15MM STAINLESS STEEL |  | Mechanical Services | Pipework | Stainless Steel Pipework | LM | 44.0519 | Pipe:Renew or fix new 15mm stainless steel pipe, including all necessary cutting, welding, bending, fittings, couplings, clips and brackets, and remove waste and debris. | Pipe:Renew or fix new 15mm stainless steel pipe, including all necessary cutting, welding, bending, fittings, couplings, clips and brackets, and remove waste and debris. | 44.0519
PL110703 | New v8 | R | PIPE:RENEW 20MM STAINLESS STEEL |  | Mechanical Services | Pipework | Stainless Steel Pipework | LM | 58.2751 | Pipe:Renew or fix new 20mm stainless steel pipe, including all necessary cutting, welding, bending, fittings, couplings, clips and brackets, and remove waste and debris. | Pipe:Renew or fix new 20mm stainless steel pipe, including all necessary cutting, welding, bending, fittings, couplings, clips and brackets, and remove waste and debris. | 58.2751
PL110705 | New v8 | R | PIPE:RENEW 25MM STAINLESS STEEL |  | Mechanical Services | Pipework | Stainless Steel Pipework | LM | 70.2642 | Pipe:Renew or fix new 25mm stainless steel pipe, including all necessary cutting, welding, bending, fittings, couplings, clips and brackets, and remove waste and debris. | Pipe:Renew or fix new 25mm stainless steel pipe, including all necessary cutting, welding, bending, fittings, couplings, clips and brackets, and remove waste and debris. | 70.2642
PL110707 | New v8 | R | PIPE:RENEW 32MM STAINLESS STEEL |  | Mechanical Services | Pipework | Stainless Steel Pipework | LM | 101.8525 | Pipe:Renew or fix new 32mm stainless steel pipe, including all necessary cutting, welding, bending, fittings, couplings, clips and brackets, and remove waste and debris. | Pipe:Renew or fix new 32mm stainless steel pipe, including all necessary cutting, welding, bending, fittings, couplings, clips and brackets, and remove waste and debris. | 101.8525
PL110709 | New v8 | R | PIPE:RENEW 40MM STAINLESS STEEL |  | Mechanical Services | Pipework | Stainless Steel Pipework | LM | 124.7694 | Pipe:Renew or fix new 40mm stainless steel pipe, including all necessary cutting, welding, bending, fittings, couplings, clips and brackets, and remove waste and debris. | Pipe:Renew or fix new 40mm stainless steel pipe, including all necessary cutting, welding, bending, fittings, couplings, clips and brackets, and remove waste and debris. | 124.7694
PL110711 | New v8 | R | PIPE:RENEW 50MM STAINLESS STEEL |  | Mechanical Services | Pipework | Stainless Steel Pipework | LM | 152.0619 | Pipe:Renew or fix new 50mm stainless steel pipe, including all necessary cutting, welding, bending, fittings, couplings, clips and brackets, and remove waste and debris. | Pipe:Renew or fix new 50mm stainless steel pipe, including all necessary cutting, welding, bending, fittings, couplings, clips and brackets, and remove waste and debris. | 152.0619
PL110713 | New v8 | R | PIPE:RENEW 65MM STAINLESS STEEL |  | Mechanical Services | Pipework | Stainless Steel Pipework | LM | 216.833 | Pipe:Renew or fix new 65mm stainless steel pipe, including all necessary cutting, welding, bending, fittings, couplings, clips and brackets, and remove waste and debris. | Pipe:Renew or fix new 65mm stainless steel pipe, including all necessary cutting, welding, bending, fittings, couplings, clips and brackets, and remove waste and debris. | 216.833
PL110715 | New v8 | R | PIPE:RENEW 80MM STAINLESS STEEL |  | Mechanical Services | Pipework | Stainless Steel Pipework | LM | 283.7208 | Pipe:Renew or fix new 80mm stainless steel pipe, including all necessary cutting, welding, bending, fittings, couplings, clips and brackets, and remove waste and debris. | Pipe:Renew or fix new 80mm stainless steel pipe, including all necessary cutting, welding, bending, fittings, couplings, clips and brackets, and remove waste and debris. | 283.7208
PL110717 | New v8 | R | PIPE:RENEW 100MM STAINLESS STEEL |  | Mechanical Services | Pipework | Stainless Steel Pipework | LM | 350.6204 | Pipe:Renew or fix new 100mm stainless steel pipe, including all necessary cutting, welding, bending, fittings, couplings, clips and brackets, and remove waste and debris. | Pipe:Renew or fix new 100mm stainless steel pipe, including all necessary cutting, welding, bending, fittings, couplings, clips and brackets, and remove waste and debris. | 350.6204
PL110719 | New v8 | R | PIPE:RENEW 125MM STAINLESS STEEL |  | Mechanical Services | Pipework | Stainless Steel Pipework | LM | 417.4965 | Pipe:Renew or fix new 125mm stainless steel pipe, including all necessary cutting, welding, bending, fittings, couplings, clips and brackets, and remove waste and debris. | Pipe:Renew or fix new 125mm stainless steel pipe, including all necessary cutting, welding, bending, fittings, couplings, clips and brackets, and remove waste and debris. | 417.4965
PL110721 | New v8 | R | PIPE:RENEW 150MM STAINLESS STEEL |  | Mechanical Services | Pipework | Stainless Steel Pipework | LM | 484.3726 | Pipe:Renew or fix new 150mm stainless steel pipe, including all necessary cutting, welding, bending, fittings, couplings, clips and brackets, and remove waste and debris. | Pipe:Renew or fix new 150mm stainless steel pipe, including all necessary cutting, welding, bending, fittings, couplings, clips and brackets, and remove waste and debris. | 484.3726
PL110801 | New v8 | R | PIPE:RENEW 15MM CHROMIUM PLATED |  | Mechanical Services | Pipework | Chromium Plated Copper Pipework | LM | 28.6309 | Pipe:Renew or supply and fix 15mm diameter chromium plated copper pipe fixed with clips, made bends, connectors, fittings, adaptors for jointing to pipes of other material, and remove waste and debris | Pipe:Renew or supply and fix 15mm diameter chromium plated copper pipe fixed with clips and including all made bends, connectors, fittings and any adaptors for jointing to pipes of other material, and remove waste and debris. | 28.6309
PL110803 | New v8 | R | PIPE:RENEW 22MM CHROMIUM PLATED |  | Mechanical Services | Pipework | Chromium Plated Copper Pipework | LM | 41.7176 | Pipe:Renew or supply and fix 22mm diameter chromium plated copper pipe fixed with clips, made bends, connectors, fittings, adaptors for jointing to pipes of other material, and remove waste and debris | Pipe:Renew or supply and fix 22mm diameter chromium plated copper pipe fixed with clips and including all made bends, connectors, fittings and any adaptors for jointing to pipes of other material, and remove waste and debris. | 41.7176
PL110805 | New v8 | R | PIPE:RENEW 28MM CHROMIUM PLATED |  | Mechanical Services | Pipework | Chromium Plated Copper Pipework | LM | 49.3069 | Pipe:Renew or supply and fix 28mm diameter chromium plated copper pipe fixed with clips, made bends, connectors, fittings, adaptors for jointing to pipes of other material, and remove waste and debris | Pipe:Renew or supply and fix 28mm diameter chromium plated copper pipe fixed with clips and including all made bends, connectors, fittings and any adaptors for jointing to pipes of other material, and remove waste and debris. | 49.3069
PL110807 | New v8 | R | PIPE:RENEW 35MM CHROMIUM PLATED |  | Mechanical Services | Pipework | Chromium Plated Copper Pipework | LM | 68.0696 | Pipe:Renew or supply and fix 35mm diameter chromium plated copper pipe fixed with clips, made bends, connectors, fittings, adaptors for jointing to pipes of other material, and remove waste and debris | Pipe:Renew or supply and fix 35mm diameter chromium plated copper pipe fixed with clips and including all made bends, connectors, fittings and any adaptors for jointing to pipes of other material, and remove waste and debris. | 68.0696
PL110809 | New v8 | R | PIPE:RENEW 42MM CHROMIUM PLATED |  | Mechanical Services | Pipework | Chromium Plated Copper Pipework | LM | 75.5068 | Pipe:Renew or supply and fix 42mm diameter chromium plated copper pipe fixed with clips, made bends, connectors, fittings, adaptors for jointing to pipes of other material, and remove waste and debris | Pipe:Renew or supply and fix 42mm diameter chromium plated copper pipe fixed with clips and including all made bends, connectors, fittings and any adaptors for jointing to pipes of other material, and remove waste and debris. | 75.5068
PL110811 | New v8 | R | PIPE:RENEW 50MM CHROMIUM PLATED |  | Mechanical Services | Pipework | Chromium Plated Copper Pipework | LM | 92.5293 | Pipe:Renew or supply and fix 50mm diameter chromium plated copper pipe fixed with clips, made bends, connectors, fittings, adaptors for jointing to pipes of other material, and remove waste and debris | Pipe:Renew or supply and fix 50mm diameter chromium plated copper pipe fixed with clips and including all made bends, connectors, fittings and any adaptors for jointing to pipes of other material, and remove waste and debris. | 92.5293
PL110901 | New v8 | R | PIPE:RENEW 15MM ABS |  | Mechanical Services | Pipework | ASB Pipework and Fittings | LM | 35.9972 | Pipe:Renew or supply and install 15mm ABS pipe fixed with clips and including all made bends, connectors, fittings and any adaptors for jointing to pipes of other material. | Pipe:Renew or supply and install 15mm ABS pipe fixed with clips and including all made bends, connectors, fittings and any adaptors for jointing to pipes of other material. | 35.9972
PL110903 | New v8 | R | PIPE:RENEW 20MM ABS |  | Mechanical Services | Pipework | ASB Pipework and Fittings | LM | 40.5782 | Pipe:Renew or supply and install 20mm ABS pipe fixed with clips and including all made bends, connectors, fittings and any adaptors for jointing to pipes of other material. | Pipe:Renew or supply and install 20mm ABS pipe fixed with clips and including all made bends, connectors, fittings and any adaptors for jointing to pipes of other material. | 40.5782
PL110905 | New v8 | R | PIPE:RENEW 25MM ABS |  | Mechanical Services | Pipework | ASB Pipework and Fittings | LM | 52.0387 | Pipe:Renew or supply and install 25mm ABS pipe fixed with clips and including all made bends, connectors, fittings and any adaptors for jointing to pipes of other material. | Pipe:Renew or supply and install 25mm ABS pipe fixed with clips and including all made bends, connectors, fittings and any adaptors for jointing to pipes of other material. | 52.0387
PL110907 | New v8 | R | PIPE:RENEW 32MM ABS |  | Mechanical Services | Pipework | ASB Pipework and Fittings | LM | 56.3152 | Pipe:Renew or supply and install 32mm ABS pipe fixed with clips and including all made bends, connectors, fittings and any adaptors for jointing to pipes of other material. | Pipe:Renew or supply and install 32mm ABS pipe fixed with clips and including all made bends, connectors, fittings and any adaptors for jointing to pipes of other material. | 56.3152
PL110909 | New v8 | R | PIPE:RENEW 40MM ABS |  | Mechanical Services | Pipework | ASB Pipework and Fittings | LM | 68.548 | Pipe:Renew or supply and install 40mm ABS pipe fixed with clips and including all made bends, connectors, fittings and any adaptors for jointing to pipes of other material. | Pipe:Renew or supply and install 40mm ABS pipe fixed with clips and including all made bends, connectors, fittings and any adaptors for jointing to pipes of other material. | 68.548
PL110911 | New v8 | R | PIPE:RENEW 50MM ABS |  | Mechanical Services | Pipework | ASB Pipework and Fittings | LM | 88.6563 | Pipe:Renew or supply and install 50mm ABS pipe fixed with clips and including all made bends, connectors, fittings and any adaptors for jointing to pipes of other material. | Pipe:Renew or supply and install 50mm ABS pipe fixed with clips and including all made bends, connectors, fittings and any adaptors for jointing to pipes of other material. | 88.6563
PL110913 | New v8 | R | PIPE:RENEW 65MM ABS |  | Mechanical Services | Pipework | ASB Pipework and Fittings | LM | 98.9313 | Pipe:Renew or supply and install 65mm ABS pipe fixed with clips and including all made bends, connectors, fittings and any adaptors for jointing to pipes of other material. | Pipe:Renew or supply and install 65mm ABS pipe fixed with clips and including all made bends, connectors, fittings and any adaptors for jointing to pipes of other material. | 98.9313
PL110915 | New v8 | R | PIPE:RENEW 80MM ABS |  | Mechanical Services | Pipework | ASB Pipework and Fittings | LM | 137.6762 | Pipe:Renew or supply and install 80mm ABS pipe fixed with clips and including all made bends, connectors, fittings and any adaptors for jointing to pipes of other material. | Pipe:Renew or supply and install 80mm ABS pipe fixed with clips and including all made bends, connectors, fittings and any adaptors for jointing to pipes of other material. | 137.6762
PL110917 | New v8 | R | PIPE:RENEW 100MM ABS |  | Mechanical Services | Pipework | ASB Pipework and Fittings | LM | 188.0743 | Pipe:Renew or supply and install 100mm ABS pipe fixed with clips and including all made bends, connectors, fittings and any adaptors for jointing to pipes of other material. | Pipe:Renew or supply and install 100mm ABS pipe fixed with clips and including all made bends, connectors, fittings and any adaptors for jointing to pipes of other material. | 188.0743
PL110919 | New v8 | R | PIPE:RENEW 125MM ABS |  | Mechanical Services | Pipework | ASB Pipework and Fittings | LM | 316.0199 | Pipe:Renew or supply and install 125mm ABS pipe fixed with clips and including all made bends, connectors, fittings and any adaptors for jointing to pipes of other material. | Pipe:Renew or supply and install 125mm ABS pipe fixed with clips and including all made bends, connectors, fittings and any adaptors for jointing to pipes of other material. | 316.0199
PL110921 | New v8 | R | PIPE:RENEW 150MM ABS |  | Mechanical Services | Pipework | ASB Pipework and Fittings | LM | 446.2955 | Pipe:Renew or supply and install 150mmABS pipe fixed with clips and including all made bends, connectors, fittings and any adaptors for jointing to pipes of other material. | Pipe:Renew or supply and install 150mmABS pipe fixed with clips and including all made bends, connectors, fittings and any adaptors for jointing to pipes of other material. | 446.2955
PL111001 | New v8 | R | PIPE:RENEW 15MM POLYPROPYLENE |  | Mechanical Services | Pipework | Polypropylene Pipework | LM | 18.5408 | Pipe:Renew or supply and install 15mm polypropylene pipe fixed with clips and including all made bends, connectors, fittings and any adaptors for jointing top pipes of other material. | Pipe:Renew or supply and install 15mm polypropylene pipe fixed with clips and including all made bends, connectors, fittings and any adaptors for jointing top pipes of other material. | 18.5408
PL111003 | New v8 | R | PIPE:RENEW 20MM POLYPROPYLENE |  | Mechanical Services | Pipework | Polypropylene Pipework | LM | 23.5313 | Pipe:Renew or supply and install 20mm polypropylene pipe fixed with clips and including all made bends, connectors, fittings and any adaptors for jointing top pipes of other material. | Pipe:Renew or supply and install 20mm polypropylene pipe fixed with clips and including all made bends, connectors, fittings and any adaptors for jointing top pipes of other material. | 23.5313
PL111005 | New v8 | R | PIPE:RENEW 25MM POLYPROPYLENE |  | Mechanical Services | Pipework | Polypropylene Pipework | LM | 21.6772 | Pipe:Renew or supply and install 25mm polypropylene pipe fixed with clips and including all made bends, connectors, fittings and any adaptors for jointing top pipes of other material. | Pipe:Renew or supply and install 25mm polypropylene pipe fixed with clips and including all made bends, connectors, fittings and any adaptors for jointing top pipes of other material. | 21.6772
PL111007 | New v8 | R | PIPE:RENEW 38MM POLYPROPYLENE |  | Mechanical Services | Pipework | Polypropylene Pipework | LM | 23.5552 | Pipe:Renew or supply and install 38mm polypropylene pipe fixed with clips and including all made bends, connectors, fittings and any adaptors for jointing top pipes of other material. | Pipe:Renew or supply and install 38mm polypropylene pipe fixed with clips and including all made bends, connectors, fittings and any adaptors for jointing top pipes of other material. | 23.5552
PL111009 | New v8 | R | PIPE:RENEW 50MM POLYPROPYLENE |  | Mechanical Services | Pipework | Polypropylene Pipework | LM | 28.1494 | Pipe:Renew or supply and install 50mm polypropylene pipe fixed with clips and including all made bends, connectors, fittings and any adaptors for jointing top pipes of other material. | Pipe:Renew or supply and install 50mm polypropylene pipe fixed with clips and including all made bends, connectors, fittings and any adaptors for jointing top pipes of other material. | 28.1494
PL111011 | New v8 | R | PIPE:RENEW 63MM POLYPROPYLENE |  | Mechanical Services | Pipework | Polypropylene Pipework | LM | 32.3106 | Pipe:Renew or supply and install 63mm polypropylene pipe fixed with clips and including all made bends, connectors, fittings and any adaptors for jointing top pipes of other material. | Pipe:Renew or supply and install 63mm polypropylene pipe fixed with clips and including all made bends, connectors, fittings and any adaptors for jointing top pipes of other material. | 32.3106
PL111013 | New v8 | R | PIPE:RENEW 90MM POLYPROPYLENE |  | Mechanical Services | Pipework | Polypropylene Pipework | LM | 38.9366 | Pipe:Renew or supply and install 90mm polypropylene pipe fixed with clips and including all made bends, connectors, fittings and any adaptors for jointing top pipes of other material. | Pipe:Renew or supply and install 90mm polypropylene pipe fixed with clips and including all made bends, connectors, fittings and any adaptors for jointing top pipes of other material. | 38.9366
PL111015 | New v8 | R | PIPE:RENEW 110MM POLYPROPYLENE |  | Mechanical Services | Pipework | Polypropylene Pipework | LM | 43.987 | Pipe:Renew or supply and install 110mm polypropylene pipe fixed with clips and including all made bends, connectors, fittings and any adaptors for jointing top pipes of other material. | Pipe:Renew or supply and install 110mm polypropylene pipe fixed with clips and including all made bends, connectors, fittings and any adaptors for jointing top pipes of other material. | 43.987
PL111101 | New v8 | R | TEE:INSTALL 15MM TO EXISTING POLYPROPYLENE PIPE |  | Mechanical Services | Pipework | Polypropylene Pipework - Extensions | NO | 9.7396 | Tee:Cut into any existing polypropylene service pipework and fix new 15mm tee for installation extension. | Tee:Cut into any existing polypropylene service pipework and fix new 15mm tee for installation extension. | 9.7396
PL111103 | New v8 | R | TEE:INSTALL 20MM TO EXISTING POLYPROPYLENE PIPE |  | Mechanical Services | Pipework | Polypropylene Pipework - Extensions | NO | 12.596 | Tee:Cut into any existing polypropylene service pipework and fix new 20mm tee for installation extension. | Tee:Cut into any existing polypropylene service pipework and fix new 20mm tee for installation extension. | 12.596
PL111105 | New v8 | R | TEE:INSTALL 25MM TO EXISTING POLYPROPYLENE PIPE |  | Mechanical Services | Pipework | Polypropylene Pipework - Extensions | NO | 15.9469 | Tee:Cut into any existing polypropylene service pipework and fix new 25mm tee for installation extension. | Tee:Cut into any existing polypropylene service pipework and fix new 25mm tee for installation extension. | 15.9469
PL111201 |  | U | BURST:REPAIR BURST PIPE NE 28MM |  | Mechanical Services | Pipework | Burst Pipe Repairs | NO | 56.2567 | Burst:Turn off/on water supply, drain down, renew ne 1.00m length of any pipe, excluding lead, ne 28mm diameter including all bends, connectors, fittings, reinstate pipe lagging, test. | Burst:Isolate water supply, drain down, cut out and renew ne 1.00m length of any pipe, excluding lead, ne 28mm diameter including all necessary bends, connectors, fittings, cutting and threading of pipes etc., reinstate water supply and pipe lagging and test on completion and remove waste and debris. | 56.2567
PL111203 | New v8 | R | BURST:REPAIR BURST PIPE 32MM |  | Mechanical Services | Pipework | Burst Pipe Repairs | NO | 65.8817 | Burst:Isolate water supply, drain down, renew ne 1.00m length of any pipe, excluding lead, 32mm diameter, all necessary fittings, cut and thread pipes etc, reinstate water, pipe lagging, test. | Burst:Isolate water supply, drain down, cut out and renew ne 1.00m length of any pipe, excluding lead, 32mm diameter including all necessary bends, connectors, fittings, cutting and threading of pipes etc, reinstate water supply and pipe lagging and test on completion, and remove waste and debris. | 65.8817
PL111204 |  | U | BURST:REPAIR BURST PIPE 35MM |  | Mechanical Services | Pipework | Burst Pipe Repairs | NO | 100.3499 | Burst:Isolate water supply, drain down, renew ne 1.00m length of any pipe, excluding lead, 35mm diameter, all necessary fittings, cut and thread pipes etc, reinstate water, pipe lagging, test. | Burst:Isolate water supply, drain down, cut out and renew ne 1.00m length of any pipe, excluding lead ne 35mm diameter including all necessary bends, connections, fittings, cutting and threading of pipes etc., reinstate water supply, pipe lagging and test on completion, and remove waste and debris. | 100.3499
PL111205 | New v8 | R | BURST:REPAIR BURST PIPE 40MM |  | Mechanical Services | Pipework | Burst Pipe Repairs | NO | 85.5571 | Burst:Isolate water supply, drain down, renew ne 1.00m length of any pipe, excluding lead, 40mm diameter, all necessary fittings, cut and thread pipes etc, reinstate water, pipe lagging, test. | Burst:Isolate water supply, drain down, cut out and renew ne 1.00m length of any pipe, excluding lead, 40mm diameter including all necessary bends, connectors, fittings, cutting and threading of pipes etc, reinstate water supply and pipe lagging and test on completion, and remove waste and debris. | 85.5571
PL111206 |  | U | BURST:REPAIR BURST PIPE 42MM |  | Mechanical Services | Pipework | Burst Pipe Repairs | NO | 121.4918 | Burst:Isolate water supply, drain down, renew ne 1.00m length of any pipe, excluding lead, 42mm diameter, all necessary fittings, cut and thread pipes etc, reinstate water, pipe lagging, test. | Burst:Isolate water supply, drain down, cut out and renew ne 1.00m length of any pipe, excluding lead ne 42mm diameter including all necessary bends, connections, fittings, cutting and threading of pipes etc., reinstate water supply, pipe lagging and test on completion, and remove waste and debris. | 121.4918
PL111207 | New v8 | R | BURST:REPAIR BURST PIPE 50MM |  | Mechanical Services | Pipework | Burst Pipe Repairs | NO | 112.6767 | Burst:Isolate water supply, drain down, renew ne 1.00m length of any pipe, excluding lead, 50mm diameter, all necessary fittings, cut and thread pipes etc, reinstate water, pipe lagging, test. | Burst:Isolate water supply, drain down, cut out and renew ne 1.00m length of any pipe, excluding lead, 50mm diameter including all necessary bends, connectors, fittings, cutting and threading of pipes etc, reinstate water supply and pipe lagging and test on completion, and remove waste and debris. | 112.6767
PL111208 |  | U | BURST:REPAIR BURST PIPE 54MM |  | Mechanical Services | Pipework | Burst Pipe Repairs | NO | 188.6498 | Burst:Isolate water supply, drain down, renew ne 1.00m length of any pipe, excluding lead, 54mm diameter, all necessary fittings, cut and thread pipes etc, reinstate water, pipe lagging, test. | Burst:Isolate water supply, drain down, cut out and renew ne 1.00m length of any pipe, excluding lead ne 54mm diameter including all necessary bends, connections, fittings, cutting and threading of pipes etc., reinstate water supply, pipe lagging and test on completion, and remove waste and debris. | 188.6498
PL111209 | New v8 | R | BURST:REPAIR BURST PIPE 65MM |  | Mechanical Services | Pipework | Burst Pipe Repairs | NO | 133.2263 | Burst:Isolate water supply, drain down, renew ne 1.00m length of any pipe, excluding lead, 65mm diameter, all necessary fittings, cut and thread pipes etc, reinstate water, pipe lagging, test. | Burst:Isolate water supply, drain down, cut out and renew ne 1.00m length of any pipe, excluding lead, 65mm diameter including all necessary bends, connectors, fittings, cutting and threading of pipes etc, reinstate water supply and pipe lagging and test on completion, and remove waste and debris. | 133.2263
PL111211 | New v8 | R | BURST:REPAIR BURST PIPE 80MM |  | Mechanical Services | Pipework | Burst Pipe Repairs | NO | 155.885 | Burst:Isolate water supply, drain down, renew ne 1.00m length of any pipe, excluding lead, 80mm diameter, all necessary fittings, cut and thread pipes etc, reinstate water, pipe lagging, test. | Burst:Isolate water supply, drain down, cut out and renew ne 1.00m length of any pipe, excluding lead, 80mm diameter including all necessary bends, connectors, fittings, cutting and threading of pipes etc, reinstate water supply and pipe lagging and test on completion, and remove waste and debris. | 155.885
PL111213 | New v8 | R | BURST:REPAIR BURST PIPE 100MM |  | Mechanical Services | Pipework | Burst Pipe Repairs | NO | 177.4595 | Burst:Isolate water supply, drain down, renew ne 1.00m length of any pipe, excluding lead, 100mm diameter, all necessary fittings, cut and thread pipes etc, reinstate water, pipe lagging, test. | Burst:Isolate water supply, drain down, cut out and renew ne 1.00m length of any pipe, excluding lead, 100mm diameter including all necessary bends, connectors, fittings, cutting and threading of pipes etc, reinstate water supply and pipe lagging and test on completion, and remove waste and debris. | 177.4595
PL111215 | New v8 | R | BURST:REPAIR BURST PIPE 125MM |  | Mechanical Services | Pipework | Burst Pipe Repairs | NO | 211.9509 | Burst:Isolate water supply, drain down, renew ne 1.00m length of any pipe, excluding lead, 125mm diameter, all necessary fittings, cut and thread pipes etc, reinstate water, pipe lagging, test. | Burst:Isolate water supply, drain down, cut out and renew ne 1.00m length of any pipe, excluding lead, 125mm diameter including all necessary bends, connectors, fittings, cutting and threading of pipes etc, reinstate water supply and pipe lagging and test on completion, and remove waste and debris. | 211.9509
PL111217 | New v8 | R | BURST:REPAIR BURST PIPE 150MM |  | Mechanical Services | Pipework | Burst Pipe Repairs | NO | 230.3155 | Burst:Isolate water supply, drain down, renew ne 1.00m length of any pipe, excluding lead, 150mm diameter, all necessary fittings, cut and thread pipes etc, reinstate water, pipe lagging, test. | Burst:Isolate water supply, drain down, cut out and renew ne 1.00m length of any pipe, excluding lead, 150mm diameter including all necessary bends, connectors, fittings, cutting and threading of pipes etc, reinstate water supply and pipe lagging and test on completion, and remove waste and debris. | 230.3155
PL111219 |  | U | BURST:REPAIR LEAKING FITTING NE 28MM |  | Mechanical Services | Pipework | Burst Pipe Repairs | NO | 45.0759 | Burst:Isolate/reinstate water supply, drain down, remove and renew leaking/defective fitting of any type ne 28mm dia, cut and thread pipes etc., reinstate pipe lagging, test, remove waste and debris. | Burst:Isolate water supply, drain down, remove leaking/defective fitting of any type ne 28mm diameter, prepare existing pipework and renew fitting including any cutting and threading of pipes etc., reinstate water supply and pipe lagging and test on completion and remove waste and debris. | 45.0759
PL111221 | New v8 | R | BURST:REPAIR LEAKING FITTING 32MM |  | Mechanical Services | Pipework | Burst Pipe Repairs | NO | 31.4141 | Burst:Isolate/reinstate water supply, drain down, remove and renew leaking/defective fitting of any type 32mm dia, cut and thread pipes etc., reinstate pipe lagging, test, remove waste and debris. | Burst:Isolate water supply, drain down, remove leaking/defective fitting of any type 32mm diameter, prepare existing pipework and renew fitting including any cutting and threading of pipes etc, reinstate water supply and pipe lagging and test on completion, and remove waste and debris. | 31.4141
PL111223 | New v8 | R | BURST:REPAIR LEAKING FITTING 40MM |  | Mechanical Services | Pipework | Burst Pipe Repairs | NO | 47.5997 | Burst:Isolate/reinstate water supply, drain down, remove and renew leaking/defective fitting of any type 40mm dia, cut and thread pipes etc., reinstate pipe lagging, test, remove waste and debris. | Burst:Isolate water supply, drain down, remove leaking/defective fitting of any type 40mm diameter, prepare existing pipework and renew fitting including any cutting and threading of pipes etc, reinstate water supply and pipe lagging and test on completion, and remove waste and debris. | 47.5997
PL111225 | New v8 | R | BURST:REPAIR LEAKING FITTING 50MM |  | Mechanical Services | Pipework | Burst Pipe Repairs | NO | 65.9383 | Burst:Isolate/reinstate water supply, drain down, remove and renew leaking/defective fitting of any type 50mm dia, cut and thread pipes etc., reinstate pipe lagging, test, remove waste and debris. | Burst:Isolate water supply, drain down, remove leaking/defective fitting of any type 50mm diameter, prepare existing pipework and renew fitting including any cutting and threading of pipes etc, reinstate water supply and pipe lagging and test on completion, and remove waste and debris. | 65.9383
PL111227 | New v8 | R | BURST:REPAIR LEAKING FITTING 65MM |  | Mechanical Services | Pipework | Burst Pipe Repairs | NO | 605.1115 | Burst:Isolate/reinstate water supply, drain down, remove and renew leaking/defective fitting of any type 65mm dia, cut and thread pipes etc., reinstate pipe lagging, test, remove waste and debris. | Burst:Isolate water supply, drain down, remove leaking/defective fitting of any type 65mm diameter, prepare existing pipework and renew fitting including any cutting and threading of pipes etc, reinstate water supply and pipe lagging and test on completion, and remove waste and debris. | 605.1115
PL111229 | New v8 | R | BURST:REPAIR LEAKING FITTING 80MM |  | Mechanical Services | Pipework | Burst Pipe Repairs | NO | 1180.4354 | Burst:Isolate/reinstate water supply, drain down, remove and renew leaking/defective fitting of any type 80mm dia, cut and thread pipes etc., reinstate pipe lagging, test, remove waste and debris. | Burst:Isolate water supply, drain down, remove leaking/defective fitting of any type 80mm diameter, prepare existing pipework and renew fitting including any cutting and threading of pipes etc, reinstate water supply and pipe lagging and test on completion, and remove waste and debris. | 1180.4354
PL111231 | New v8 | R | BURST:REPAIR LEAKING FITTING 100MM |  | Mechanical Services | Pipework | Burst Pipe Repairs | NO | 1748.8796 | Burst:Isolate/reinstate water supply, drain down, remove and renew leaking/defective fitting of any type 100mm dia, cut and thread pipes etc., reinstate pipe lagging, test, remove waste and debris. | Burst:Isolate water supply, drain down, remove leaking/defective fitting of any type 100mm diameter, prepare existing pipework and renew fitting including any cutting and threading of pipes etc, reinstate water supply and pipe lagging and test on completion, and remove waste and debris. | 1748.8796
PL111233 | New v8 | R | BURST:REPAIR LEAKING FITTING 125MM |  | Mechanical Services | Pipework | Burst Pipe Repairs | NO | 1998.6158 | Burst:Isolate/reinstate water supply, drain down, remove and renew leaking/defective fitting of any type 125mm dia, cut and thread pipes etc., reinstate pipe lagging, test, remove waste and debris. | Burst:Isolate water supply, drain down, remove leaking/defective fitting of any type 125mm diameter, prepare existing pipework and renew fitting including any cutting and threading of pipes etc, reinstate water supply and pipe lagging and test on completion, and remove waste and debris. | 1998.6158
PL111235 | New v8 | R | BURST:REPAIR LEAKING FITTING 150MM |  | Mechanical Services | Pipework | Burst Pipe Repairs | NO | 2259.2211 | Burst:Isolate/reinstate water supply, drain down, remove and renew leaking/defective fitting of any type 150mm dia, cut and thread pipes etc., reinstate pipe lagging, test, remove waste and debris. | Burst:Isolate water supply, drain down, remove leaking/defective fitting of any type 150mm diameter, prepare existing pipework and renew fitting including any cutting and threading of pipes etc, reinstate water supply and pipe lagging and test on completion, and remove waste and debris. | 2259.2211
PL111237 |  | U | BURST:REPAIR TO LEAD PIPE |  | Mechanical Services | Pipework | Burst Pipe Repairs | NO | 83.4551 | Burst:Isolate water supply, drain down, cut out section of existing lead pipe, insert proprietary compression couplings and length of PVC pipe in repair to pipe, reinstate water supply, relag, test. | Burst:Isolate water supply, drain down as necessary, cut out section of existing lead pipe and insert proprietary compression couplings and length of PVC pipe to effect repair to burst pipe, reinstate water supply, relag and test and remove waste and debris. | 83.4551
PL111301 | New v8 | R | BURST:REPAIR BURST PIPE NE 28MM - FREEZER KIT |  | Mechanical Services | Pipework | Burst Pipe Repairs - Freezer Kit | NO | 39.2961 | Burst:Using freezer kit, renew ne 1.00m length of any pipe, excluding lead, ne 28mm diameter, all necessary fittings, cut and thread pipes etc, reinstate water, pipe lagging, test. | Burst:Isolate water supply, freeze pipework, cut out and renew ne 1.00m length of any pipe, excluding lead, ne 28mm diameter including all necessary bends, connectors, fittings, cutting and threading of pipes etc, defrost pipe, reinstate pipe lagging and test on completion, and remove waste and debris. | 39.2961
PL111303 | New v8 | R | BURST:REPAIR BURST PIPE NE 50MM - FREEZER KIT |  | Mechanical Services | Pipework | Burst Pipe Repairs - Freezer Kit | NO | 93.2344 | Burst:Using freezer kit, renew ne 1.00m length of any pipe, excluding lead, ne 50mm diameter, all necessary fittings, cut and thread pipes etc, reinstate water, pipe lagging, test. | Burst:Isolate water supply, freeze pipework, cut out and renew ne 1.00m length of any pipe, excluding lead, over 28mm and ne 50mm diameter including all necessary bends, connectors, fittings, cutting and threading of pipes etc, defrost pipe, reinstate pipe lagging and test on completion, and remove waste and debris. | 93.2344
PL111501 | New v8 | R | PIPE:RENEW 20MM AQUAFERM 7.4 BLUE PIPE, FITTINGS |  | Mechanical Services | Pipework | Aquaferm Blue Heating and Chilled Water Pipework | LM | 6.133 | Pipe:Renew with or supply and install 20mm Aquaferm PP-R for heating, chilled water services 7.4 MF Blue pipework complete with fittings, test, builders work, test, make good, remove waste, debris | Pipe:Renew existing pipe with or supply and install 20mm Aquaferm PP-R for heating and chilled water services 7.4 MF Blue or other equal and approved pipework complete with weld sockets, tees, transition fittings, saddles, test, all builders work, test, make good, remove waste and debris | 6.133
PL111503 | New v8 | R | PIPE:RENEW 25MM AQUAFERM 7.4 BLUE PIPE, FITTINGS |  | Mechanical Services | Pipework | Aquaferm Blue Heating and Chilled Water Pipework | LM | 6.6478 | Pipe:Renew with or supply and install 25mm Aquaferm PP-R for heating, chilled water services 7.4 MF Blue pipework complete with fittings, test, builders work, test, make good, remove waste, debris | Pipe:Renew existing pipe with or supply and install 25mm Aquaferm PP-R for heating and chilled water services 7.4 MF Blue or other equal and approved pipework complete with weld sockets, tees, transition fittings, saddles, test, all builders work, test, make good, remove waste and debris | 6.6478
PL111505 | New v8 | R | PIPE:RENEW 32MM AQUAFERM 7.4 BLUE PIPE, FITTINGS |  | Mechanical Services | Pipework | Aquaferm Blue Heating and Chilled Water Pipework | LM | 7.1743 | Pipe:Renew with or supply and install 32mm Aquaferm PP-R for heating, chilled water services 7.4 MF Blue pipework complete with fittings, test, builders work, test, make good, remove waste, debris | Pipe:Renew existing pipe with or supply and install 20mm Aquaferm PP-R for heating and chilled water services 7.4 MF Blue or other equal and approved pipework complete with weld sockets, tees, transition fittings, saddles, test, all builders work, test, make good, remove waste and debris | 7.1743
PL111507 | New v8 | R | PIPE:RENEW 32MM AQUAFERM 11 BLUE PIPE, FITTINGS |  | Mechanical Services | Pipework | Aquaferm Blue Heating and Chilled Water Pipework | LM | 8.5127 | Pipe:Renew with or supply and install 32mm Aquaferm PP-R for heating, chilled water services 11 MF Blue pipework complete with fittings, test, builders work, test, make good, remove waste, debris | Pipe:Renew existing pipe with or supply and install 32mm Aquaferm PP-R for heating and chilled water services 11 MF Blue or other equal and approved pipework complete with weld sockets, tees, transition fittings, saddles, test, all builders work, test, make good, remove waste and debris | 8.5127
PL111509 | New v8 | R | PIPE:RENEW 40MM AQUAFERM 11 BLUE PIPE, FITTINGS |  | Mechanical Services | Pipework | Aquaferm Blue Heating and Chilled Water Pipework | LM | 9.4019 | Pipe:Renew with or supply and install 40mm Aquaferm PP-R for heating, chilled water services 11 MF Blue pipework complete with fittings, test, builders work, test, make good, remove waste, debris | Pipe:Renew existing pipe with or supply and install 40mm Aquaferm PP-R for heating and chilled water services 11 MF Blue or other equal and approved pipework complete with weld sockets, tees, transition fittings, saddles, test, all builders work, test, make good, remove waste and debris | 9.4019
PL111511 | New v8 | R | PIPE:RENEW 50MM AQUAFERM 11 BLUE PIPE, FITTINGS |  | Mechanical Services | Pipework | Aquaferm Blue Heating and Chilled Water Pipework | LM | 12.1561 | Pipe:Renew with or supply and install 50mm Aquaferm PP-R for heating, chilled water services 11 MF Blue pipework complete with fittings, test, builders work, test, make good, remove waste, debris | Pipe:Renew existing pipe with or supply and install 50mm Aquaferm PP-R for heating and chilled water services 11 MF Blue or other equal and approved pipework complete with weld sockets, tees, transition fittings, saddles, test, all builders work, test, make good, remove waste and debris | 12.1561
PL111513 | New v8 | R | PIPE:RENEW 63MM AQUAFERM 11 BLUE PIPE, FITTINGS |  | Mechanical Services | Pipework | Aquaferm Blue Heating and Chilled Water Pipework | LM | 14.3557 | Pipe:Renew with or supply and install 63mm Aquaferm PP-R for heating, chilled water services 11 MF Blue pipework complete with fittings, test, builders work, test, make good, remove waste, debris | Pipe:Renew existing pipe with or supply and install 63mm Aquaferm PP-R for heating and chilled water services 11 MF Blue or other equal and approved pipework complete with weld sockets, tees, transition fittings, saddles, test, all builders work, test, make good, remove waste and debris | 14.3557
PL111515 | New v8 | R | PIPE:RENEW 75MM AQUAFERM 11 BLUE PIPE, FITTINGS |  | Mechanical Services | Pipework | Aquaferm Blue Heating and Chilled Water Pipework | LM | 16.3915 | Pipe:Renew with or supply and install 75mm Aquaferm PP-R for heating, chilled water services 11 MF Blue pipework complete with fittings, test, builders work, test, make good, remove waste, debris | Pipe:Renew existing pipe with or supply and install 75mm Aquaferm PP-R for heating and chilled water services 11 MF Blue or other equal and approved pipework complete with weld sockets, tees, transition fittings, saddles, test, all builders work, test, make good, remove waste and debris | 16.3915
PL111517 | New v8 | R | PIPE:RENEW 90MM AQUAFERM 11 BLUE PIPE, FITTINGS |  | Mechanical Services | Pipework | Aquaferm Blue Heating and Chilled Water Pipework | LM | 21.8131 | Pipe:Renew with or supply and install 90mm Aquaferm PP-R for heating, chilled water services 11 MF Blue pipework complete with fittings, test, builders work, test, make good, remove waste, debris | Pipe:Renew existing pipe with or supply and install 90mm Aquaferm PP-R for heating and chilled water services 11 MF Blue or other equal and approved pipework complete with weld sockets, tees, transition fittings, saddles, test, all builders work, test, make good, remove waste and debris | 21.8131
PL111519 | New v8 | R | PIPE:RENEW 110MM AQUAFERM 11 BLUE PIPE, FITTINGS |  | Mechanical Services | Pipework | Aquaferm Blue Heating and Chilled Water Pipework | LM | 27.3472 | Pipe:Renew with or supply and install 110mm Aquaferm PP-R for heating, chilled water services 11 MF Blue pipework complete with fittings, test, builders work, test, make good, remove waste, debris | Pipe:Renew existing pipe with or supply and install 110mm Aquaferm PP-R for heating and chilled water services 11 MF Blue or other equal and approved pipework complete with weld sockets, tees, transition fittings, saddles, test, all builders work, test, make good, remove waste and debris | 27.3472
PL111521 | New v8 | R | PIPE:RENEW 125MM AQUAFERM 11 BLUE PIPE, FITTINGS |  | Mechanical Services | Pipework | Aquaferm Blue Heating and Chilled Water Pipework | LM | 29.4345 | Pipe:Renew with or supply and install 125mm Aquaferm PP-R for heating, chilled water services 11 MF Blue pipework complete with fittings, test, builders work, test, make good, remove waste, debris | Pipe:Renew existing pipe with or supply and install 125mm Aquaferm PP-R for heating and chilled water services 11 MF Blue or other equal and approved pipework complete with weld sockets, tees, transition fittings, saddles, test, all builders work, test, make good, remove waste and debris | 29.4345
PL111523 | New v8 | R | PIPE:RENEW 160MM AQUAFERM 11 BLUE PIPE, FITTINGS |  | Mechanical Services | Pipework | Aquaferm Blue Heating and Chilled Water Pipework | LM | 34.8562 | Pipe:Renew with or supply and install 160mm Aquaferm PP-R for heating, chilled water services 11 MF Blue pipework complete with fittings, test, builders work, test, make good, remove waste, debris | Pipe:Renew existing pipe with or supply and install 160mm Aquaferm PP-R for heating and chilled water services 11 MF Blue or other equal and approved pipework complete with weld sockets, tees, transition fittings, saddles, test, all builders work, test, make good, remove waste and debris | 34.8562
PL111525 | New v8 | R | PIPE:RENEW 125MM AQUAFERM 17.6 BLUE PIPE, FITTINGS |  | Mechanical Services | Pipework | Aquaferm Blue Heating and Chilled Water Pipework | LM | 27.0009 | Pipe:Renew with or supply and install 125mm Aquaferm PP-R for heating, chilled water services 11 MF Blue pipework complete with fittings, test, builders work, test, make good, remove waste, debris | Pipe:Renew existing pipe with or supply and install 125mm Aquaferm PP-R for heating and chilled water services 17.6 MF Blue or other equal and approved pipework complete with weld sockets, tees, transition fittings, saddles, test, all builders work, test, make good, remove waste and debris | 27.0009
PL111527 | New v8 | R | PIPE:RENEW 160MM AQUAFERM 17.6 BLUE PIPE, FITTINGS |  | Mechanical Services | Pipework | Aquaferm Blue Heating and Chilled Water Pipework | LM | 29.3338 | Pipe:Renew with or supply and install 160mm Aquaferm PP-R for heating, chilled water services 17.6 MF Blue pipework complete with fittings, test, builders work, test, make good, remove waste, debris | Pipe:Renew existing pipe with or supply and install 160mm Aquaferm PP-R for heating and chilled water services 17.6 MF Blue or other equal and approved pipework complete with weld sockets, tees, transition fittings, saddles, test, all builders work, test, make good, remove waste and debris | 29.3338
PL111601 | New v8 | R | PIPE:RENEW 20MM AQUAFERM GREEN PIPE, FITTINGS |  | Mechanical Services | Pipework | Aquaferm Green Potable Hot + Cold Water Pipework | LM | 6.2617 | Pipe:Renew or supply and install 20mm Aquaferm for potablehot and cold water services 7.4 or 9 MF green pipework complete with all fittings test, builders work, test, make good, remove waste, debris | Pipe:Renew existing pipe or supply and install 20mm Aquaferm for potable hot and cold water services 7.4 or 9 MF green or other equal and approved pipework complete with weld sockets, tees, transition fittings, saddles, test, all builders work, test, make good, remove waste and debris | 6.2617
PL111603 | New v8 | R | PIPE:RENEW 25MM AQUAFERM GREEN PIPE, FITTINGS |  | Mechanical Services | Pipework | Aquaferm Green Potable Hot + Cold Water Pipework | LM | 6.8233 | Pipe:Renew or supply and install 25mm Aquaferm for potablehot and cold water services 7.4 or 9 MF green pipework complete with all fittings test, builders work, test, make good, remove waste, debris | Pipe:Renew existing pipe or supply and install 25mm Aquaferm for potable hot and cold water services 7.4 or 9 MF green or other equal and approved pipework complete with weld sockets, tees, transition fittings, saddles, test, all builders work, test, make good, remove waste and debris | 6.8233
PL111605 | New v8 | R | PIPE:RENEW 32MM AQUAFERM GREEN PIPE, FITTINGS |  | Mechanical Services | Pipework | Aquaferm Green Potable Hot + Cold Water Pipework | LM | 7.8295 | Pipe:Renew or supply and install 32mm Aquaferm for potablehot and cold water services 7.4 or 9 MF green pipework complete with all fittings test, builders work, test, make good, remove waste, debris | Pipe:Renew existing pipe or supply and install 32mm Aquaferm for potable hot and cold water services 7.4 or 9 MF green or other equal and approved pipework complete with weld sockets, tees, transition fittings, saddles, test, all builders work, test, make good, remove waste and debris | 7.8295
PL111607 | New v8 | R | PIPE:RENEW 40MM AQUAFERM GREEN PIPE, FITTINGS |  | Mechanical Services | Pipework | Aquaferm Green Potable Hot + Cold Water Pipework | LM | 10.8995 | Pipe:Renew or supply and install 40mm Aquaferm for potablehot and cold water services 7.4 or 9 MF green pipework complete with all fittings test, builders work, test, make good, remove waste, debris | Pipe:Renew existing pipe or supply and install 40mm Aquaferm for potable hot and cold water services 7.4 or 9 MF green or other equal and approved pipework complete with weld sockets, tees, transition fittings, saddles, test, all builders work, test, make good, remove waste and debris | 10.8995
PL111609 | New v8 | R | PIPE:RENEW 50MM AQUAFERM GREEN PIPE, FITTINGS |  | Mechanical Services | Pipework | Aquaferm Green Potable Hot + Cold Water Pipework | LM | 14.8939 | Pipe:Renew or supply and install 50mm Aquaferm for potablehot and cold water services 7.4 or 9 MF green pipework complete with all fittings test, builders work, test, make good, remove waste, debris | Pipe:Renew existing pipe or supply and install 50mm Aquaferm for potable hot and cold water services 7.4 or 9 MF green or other equal and approved pipework complete with weld sockets, tees, transition fittings, saddles, test, all builders work, test, make good, remove waste and debris | 14.8939
PL111611 | New v8 | R | PIPE:RENEW 63MM AQUAFERM GREEN PIPE, FITTINGS |  | Mechanical Services | Pipework | Aquaferm Green Potable Hot + Cold Water Pipework | LM | 17.8657 | Pipe:Renew or supply and install 63mm Aquaferm for potablehot and cold water services 7.4 or 9 MF green pipework complete with all fittings test, builders work, test, make good, remove waste, debris | Pipe:Renew existing pipe or supply and install 63mm Aquaferm for potable hot and cold water services 7.4 or 9 MF green or other equal and approved pipework complete with weld sockets, tees, transition fittings, saddles, test, all builders work, test, make good, remove waste and debris | 17.8657
PL111613 | New v8 | R | PIPE:RENEW 75MM AQUAFERM GREEN PIPE, FITTINGS |  | Mechanical Services | Pipework | Aquaferm Green Potable Hot + Cold Water Pipework | LM | 22.066 | Pipe:Renew or supply and install 75mm Aquaferm for potablehot and cold water services 7.4 or 9 MF green pipework complete with all fittings test, builders work, test, make good, remove waste, debris | Pipe:Renew existing pipe or supply and install 75mm Aquaferm for potable hot and cold water services 7.4 or 9 MF green or other equal and approved pipework complete with weld sockets, tees, transition fittings, saddles, test, all builders work, test, make good, remove waste and debris | 22.066
PL111615 | New v8 | R | PIPE:RENEW 90MM AQUAFERM GREEN PIPE, FITTINGS |  | Mechanical Services | Pipework | Aquaferm Green Potable Hot + Cold Water Pipework | LM | 29.1373 | Pipe:Renew or supply and install 75mm Aquaferm for potablehot and cold water services 7.4 or 9 MF green pipework complete with all fittings test, builders work, test, make good, remove waste, debris | Pipe:Renew existing pipe or supply and install 90mm Aquaferm for potable hot and cold water services 7.4 or 9 MF green or other equal and approved pipework complete with weld sockets, tees, transition fittings, saddles, test, all builders work, test, make good, remove waste and debris | 29.1373
PL111617 | New v8 | R | PIPE:RENEW 110MM AQUAFERM GREEN PIPE, FITTINGS |  | Mechanical Services | Pipework | Aquaferm Green Potable Hot + Cold Water Pipework | LM | 37.1284 | Pipe:Renew or supply and install 110mm Aquaferm for potablehot and cold water services 7.4 or 9 MF green pipework complete with all fittings test, builders work, test, make good, remove waste, debris | Pipe:Renew existing pipe or supply and install 110mm Aquaferm for potable hot and cold water services 7.4 or 9 MF green or other equal and approved pipework complete with weld sockets, tees, transition fittings, saddles, test, all builders work, test, make good, remove waste and debris | 37.1284
PL111619 | New v8 | R | PIPE:RENEW 125MM AQUAFERM GREEN PIPE, FITTINGS |  | Mechanical Services | Pipework | Aquaferm Green Potable Hot + Cold Water Pipework | LM | 45.2763 | Pipe:Renew or supply and install 125mm Aquaferm for potablehot and cold water services 7.4 or 9 MF green pipework complete with all fittings test, builders work, test, make good, remove waste, debris | Pipe:Renew existing pipe or supply and install 110mm Aquaferm for potable hot and cold water services 7.4 or 9 MF green or other equal and approved pipework complete with weld sockets, tees, transition fittings, saddles, test, all builders work, test, make good, remove waste and debris | 45.2763
PL111621 | New v8 | R | PIPE:RENEW 160MM AQUAFERM GREEN PIPE, FITTINGS |  | Mechanical Services | Pipework | Aquaferm Green Potable Hot + Cold Water Pipework | LM | 63.7084 | Pipe:Renew or supply and install 160mm Aquaferm for potablehot and cold water services 7.4 or 9 MF green pipework complete with all fittings test, builders work, test, make good, remove waste, debris | Pipe:Renew existing pipe or supply and install 110mm Aquaferm for potable hot and cold water services 7.4 or 9 MF green or other equal and approved pipework complete with weld sockets, tees, transition fittings, saddles, test, all builders work, test, make good, remove waste and debris | 63.7084
PL111701 | New v8 | R | PIPE:RENEW OR INSTALL 15MM POLYBUTYLENE STANDARD |  | Mechanical Services | Pipework | Polybutylene Standard Pipework - Renewals | LM | 19.459 | Pipe:Renew or fix new any 15mm diameter pipe with Polybutylene Standard pipe fixed with clips and including all push fit connectors, fittings and any adaptors for jointing to pipes of other material. | Pipe:Renew or fix new any 15mm diameter pipe with Polybutylene Standard HEP20 or equal approved pipe fixed with clips and including all push fit connectors, fittings and any adaptors for jointing to pipes of other material, pipework to be installed in accordance with manufacturers instructions, Polybutylene products made by different manufacturers are not to be used together, remove waste and debris. | 19.459
PL111702 | New v8 | R | PIPE:RENEW OR INSTALL 22MM POLYBUTYLENE STANDARD |  | Mechanical Services | Pipework | Polybutylene Standard Pipework - Renewals | LM | 21.5884 | Pipe:Renew or fix new any 22mm diameter pipe with Polybutylene Standard pipe fixed with clips and including all push fit connectors, fittings and any adaptors for jointing to pipes of other material. | Pipe:Renew or fix new any 22mm diameter pipe with Polybutylene Standard HEP20 or equal approved pipe fixed with clips and including all push fit connectors, fittings and any adaptors for jointing to pipes of other material, pipework to be installed in accordance with manufacturers instructions, Polybutylene products made by different manufacturers are not to be used together, remove waste and debris. | 21.5884
PL111703 | New v8 | R | PIPE:RENEW OR INSTALL 28MM POLYBUTYLENE STANDARD |  | Mechanical Services | Pipework | Polybutylene Standard Pipework - Renewals | LM | 23.8816 | Pipe:Renew or fix new any 28mm diameter pipe with Polybutylene Standard pipe fixed with clips and including all push fit connectors, fittings and any adaptors for jointing to pipes of other material. | Pipe:Renew or fix new any 28mm diameter pipe with Polybutylene Standard HEP20 or equal approved pipe fixed with clips and including all push fit connectors, fittings and any adaptors for jointing to pipes of other material, pipework to be installed in accordance with manufacturers instructions, Polybutylene products made by different manufacturers are not to be used together, remove waste and debris. | 23.8816
PL111704 | New v8 | R | PIPE:RENEW OR INSTALL 15MM POLYBUTYLENE BARRIER |  | Mechanical Services | Pipework | Polybutylene Barrier Pipework - Renewals | LM | 19.7632 | Pipe:Renew or fix new any 15mm diameter pipe with Polybutylene Barrier pipe fixed with clips and including all push fit connectors, fittings and any adaptors for jointing to pipes of other material. | Pipe:Renew or fix new any 15mm diameter pipe with Polybutylene Barrier HEP20 or equal approved pipe fixed with clips and including all push fit connectors, fittings and any adaptors for jointing to pipes of other material, pipework to be installed in accordance with manufacturers instructions, Polybutylene products made by different manufacturers are not to be used together, remove waste and debris. | 19.7632
PL111705 | New v8 | R | PIPE:RENEW OR INSTALL 22MM POLYBUTYLENE BARRIER |  | Mechanical Services | Pipework | Polybutylene Barrier Pipework - Renewals | LM | 22.1617 | Pipe:Renew or fix new any 22mm diameter pipe with Polybutylene Barrier pipe fixed with clips and including all push fit connectors, fittings and any adaptors for jointing to pipes of other material. | Pipe:Renew or fix new any 22mm diameter pipe with Polybutylene Barrier HEP20 or equal approved pipe fixed with clips and including all push fit connectors, fittings and any adaptors for jointing to pipes of other material, pipework to be installed in accordance with manufacturers instructions, Polybutylene products made by different manufacturers are not to be used together, remove waste and debris. | 22.1617
PL111706 | New v8 | R | PIPE:RENEW OR INSTALL 28MM POLYBUTYLENE BARRIER |  | Mechanical Services | Pipework | Polybutylene Barrier Pipework - Renewals | LM | 24.958 | Pipe:Renew or fix new any 28mm diameter pipe with Polybutylene Barrier pipe fixed with clips and including all push fit connectors, fittings and any adaptors for jointing to pipes of other material. | Pipe:Renew or fix new any 28mm diameter pipe with Polybutylene Barrier HEP20 or equal approved pipe fixed with clips and including all push fit connectors, fittings and any adaptors for jointing to pipes of other material, pipework to be installed in accordance with manufacturers instructions, Polybutylene products made by different manufacturers are not to be used together, remove waste and debris. | 24.958
PL111801 | New v8 | R | PIPE:RENEW 25MM PRE-INSULATED PIPE, FITTINGS |  | Mechanical Services | Pipework | Pre-Insulated Polyethylene Pipework and Fittings | LM | 52.8247 | Pipe:Renew with or supply and install 25mm Pex linked Polyethylene pre-insulated (PUR foam 76mm) pipework complete with all fittings, test, builders work, test, make good, remove waste and debris | Pipe:Renew with or supply and install 25mm Pex linked Polyethylene pipe with oxygen diffusion barrier and PUR foam 76mm insulation with PE-LD-UV rsistant jacket max 6 bar heating pipework complete with all BSP brass compression fittings, dry and wet end caps, press weld on adaptors, test, builders work, test, make good, remove waste and debris | 52.8247
PL111803 | New v8 | R | PIPE:RENEW 32MM PRE-INSULATED PIPE, FITTINGS |  | Mechanical Services | Pipework | Pre-Insulated Polyethylene Pipework and Fittings | LM | 59.6769 | Pipe:Renew with or supply and install 32mm Pex linked Polyethylene pre-insulated (PUR foam 76mm) pipework complete with all fittings, test, builders work, test, make good, remove waste and debris | Pipe:Renew with or supply and install 32mm Pex linked Polyethylene pipe with oxygen diffusion barrier and PUR foam 76mm insulation with PE-LD-UV rsistant jacket max 6 bar heating pipework complete with all BSP brass compression fittings, dry and wet end caps, press weld on adaptors, test, builders work, test, make good, remove waste and debris | 59.6769
PL111805 | New v8 | R | PIPE:RENEW 40MM PRE-INSULATED PIPE, FITTINGS |  | Mechanical Services | Pipework | Pre-Insulated Polyethylene Pipework and Fittings | LM | 66.3419 | Pipe:Renew with or supply and install 40mm Pex linked Polyethylene pre-insulated (PUR foam 76mm) pipework complete with all fittings, test, builders work, test, make good, remove waste and debris | Pipe:Renew with or supply and install 40mm Pex linked Polyethylene pipe with oxygen diffusion barrier and PUR foam 76mm insulation with PE-LD-UV rsistant jacket max 6 bar heating pipework complete with all BSP brass compression fittings, dry and wet end caps, press weld on adaptors, test, builders work, test, make good, remove waste and debris | 66.3419
PL111807 | New v8 | R | PIPE:RENEW 50MM PRE-INSULATED PIPE, FITTINGS |  | Mechanical Services | Pipework | Pre-Insulated Polyethylene Pipework and Fittings | LM | 84.239 | Pipe:Renew with or supply and install 50mm Pex linked Polyethylene pre-insulated (PUR foam 76mm) pipework complete with all fittings, test, builders work, test, make good, remove waste and debris | Pipe:Renew with or supply and install 50mm Pex linked Polyethylene pipe with oxygen diffusion barrier and PUR foam 76mm insulation with PE-LD-UV rsistant jacket max 6 bar heating pipework complete with all BSP brass compression fittings, dry and wet end caps, press weld on adaptors, test, builders work, test, make good, remove waste and debris | 84.239
PL111809 | New v8 | R | PIPE:RENEW 63MM PRE-INSULATED PIPE, FITTINGS |  | Mechanical Services | Pipework | Pre-Insulated Polyethylene Pipework and Fittings | LM | 105.7747 | Pipe:Renew with or supply and install 63mm Pex linked Polyethylene pre-insulated (PUR foam 76mm) pipework complete with all fittings, test, builders work, test, make good, remove waste and debris | Pipe:Renew with or supply and install 63mm Pex linked Polyethylene pipe with oxygen diffusion barrier and PUR foam 76mm insulation with PE-LD-UV rsistant jacket max 6 bar heating pipework complete with all BSP brass compression fittings, dry and wet end caps, press weld on adaptors, test, builders work, test, make good, remove waste and debris | 105.7747
PL111811 | New v8 | R | PIPE:RENEW 75MM PRE-INSULATED PIPE, FITTINGS |  | Mechanical Services | Pipework | Pre-Insulated Polyethylene Pipework and Fittings | LM | 121.788 | Pipe:Renew with or supply and install 75mm Pex linked Polyethylene pre-insulated (PUR foam 76mm) pipework complete with all fittings, test, builders work, test, make good, remove waste and debris | Pipe:Renew with or supply and install 75mm Pex linked Polyethylene pipe with oxygen diffusion barrier and PUR foam 76mm insulation with PE-LD-UV rsistant jacket max 6 bar heating pipework complete with all BSP brass compression fittings, dry and wet end caps, press weld on adaptors, test, builders work, test, make good, remove waste and debris | 121.788
PL111813 | New v8 | R | PIPE:RENEW 90MM PRE-INSULATED PIPE, FITTINGS |  | Mechanical Services | Pipework | Pre-Insulated Polyethylene Pipework and Fittings | LM | 138.6554 | Pipe:Renew with or supply and install 90mm Pex linked Polyethylene pre-insulated (PUR foam 76mm) pipework complete with all fittings, test, builders work, test, make good, remove waste and debris | Pipe:Renew with or supply and install 90mm Pex linked Polyethylene pipe with oxygen diffusion barrier and PUR foam 76mm insulation with PE-LD-UV rsistant jacket max 6 bar heating pipework complete with all BSP brass compression fittings, dry and wet end caps, press weld on adaptors, test, builders work, test, make good, remove waste and debris | 138.6554
PL111815 | New v8 | R | PIPE:RENEW 110MM PRE-INSULATED PIPE, FITTINGS |  | Mechanical Services | Pipework | Pre-Insulated Polyethylene Pipework and Fittings | LM | 166.3688 | Pipe:Renew with or supply and install 110mm Pex linked Polyethylene pre-insulated (PUR foam 76mm) pipework complete with all fittings, test, builders work, test, make good, remove waste and debris | Pipe:Renew with or supply and install 110mm Pex linked Polyethylene pipe with oxygen diffusion barrier and PUR foam 76mm insulation with PE-LD-UV rsistant jacket max 6 bar heating pipework complete with all BSP brass compression fittings, dry and wet end caps, press weld on adaptors, test, builders work, test, make good, remove waste and debris | 166.3688
PL111817 | New v8 | R | PIPE:RENEW 25MM PRE-INSULATED DUO PIPE, FITTINGS |  | Mechanical Services | Pipework | Pre-Insulated Polyethylene Pipework and Fittings | LM | 68.3506 | Pipe:Renew with or supply and install 25mm Pex linked Polyethylene pre-insulated duo (PUR foam 110mm) pipework with all fittings, test, builders work, test, make good, remove waste and debris | Pipe:Renew with or supply and install 25mm Pex linked Polyethylene duo pipe with oxygen diffusion barrier and PUR foam 110mm insulation with PE-LD-UV rsistant jacket max 6 bar heating pipework complete with all BSP brass compression fittings, dry and wet end caps, press weld on adaptors, test, builders work, test, make good, remove waste and debris | 68.3506
PL111819 | New v8 | R | PIPE:RENEW 32MM PRE-INSULATED DUO PIPE, FITTINGS |  | Mechanical Services | Pipework | Pre-Insulated Polyethylene Pipework and Fittings | LM | 75.6163 | Pipe:Renew with or supply and install 32mm Pex linked Polyethylene pre-insulated duo (PUR foam 110mm) pipework with all fittings, test, builders work, test, make good, remove waste and debris | Pipe:Renew with or supply and install 25mm Pex linked Polyethylene duo pipe with oxygen diffusion barrier and PUR foam 110mm insulation with PE-LD-UV rsistant jacket max 6 bar heating pipework complete with all BSP brass compression fittings, dry and wet end caps, press weld on adaptors, test, builders work, test, make good, remove waste and debris | 75.6163
PL120101 |  | U | INSULATION:REMOVE EXISTING FROM PIPE |  | Mechanical Services | Pipework | Moulded Pipe Insulation | LM | 1.1496 | Insulation:Remove existing insulation including securing wires complete to any diameter pipe and remove waste and debris. | Insulation:Remove existing insulation including securing wires complete to any diameter pipe and remove waste and debris. | 1.1496
PL120103 |  | U | INSULATION:RENEW UPTO 22MM PIPE |  | Mechanical Services | Pipework | Moulded Pipe Insulation | LM | 5.8358 | Insulation:Renew or supply preformed insulation to any pipe ne 22mm diameter, fix preformed split cellular insulation section to pipework with adhesive tape and remove waste and debris. | Insulation:Renew or supply preformed insulation to any pipe ne 22mm diameter, fix preformed split cellular insulation section to pipework with adhesive tape and remove waste and debris. | 5.8358
PL120105 |  | U | INSULATION:RENEW TO 28MM PIPE |  | Mechanical Services | Pipework | Moulded Pipe Insulation | LM | 6.1283 | Insulation:Renew or supply preformed insulation to any pipe ne 28mm diameter, fix preformed split cellular insulation section to pipework with adhesive tape and remove waste and debris. | Insulation:Renew or supply preformed insulation to any pipe ne 28mm diameter, fix preformed split cellular insulation section to pipework with adhesive tape and remove waste and debris. | 6.1283
PL120107 |  | U | INSULATION:RENEW TO 35MM PIPE |  | Mechanical Services | Pipework | Moulded Pipe Insulation | LM | 5.7672 | Insulation:Renew or supply preformed insulation to any pipe ne 35mm diameter, fix preformed split cellular insulation section to pipework with adhesive tape, and remove waste and debris. | Insulation:Renew or supply preformed insulation to any pipe ne 35mm diameter, fix preformed split cellular insulation section to pipework with adhesive tape, and remove waste and debris. | 5.7672
PL120109 |  | U | INSULATION:RENEW TO 42MM PIPE |  | Mechanical Services | Pipework | Moulded Pipe Insulation | LM | 5.9193 | Insulation:Renew or supply preformed insulation to any pipe ne 42mm diameter, fix preformed split cellular insulation section to pipework with adhesive tape, and remove waste and debris. | Insulation:Renew or supply preformed insulation to any pipe ne 42mm diameter, fix preformed split cellular insulation section to pipework with adhesive tape, and remove waste and debris. | 5.9193
PL120111 |  | U | INSULATION:RENEW TO 54MM PIPE |  | Mechanical Services | Pipework | Moulded Pipe Insulation | LM | 7.3116 | Insulation:Renew or supply preformed insulation to any pipe ne 54mm diameter, fix preformed split cellular insulation section to pipework with adhesive tape, and remove waste and debris. | Insulation:Renew or supply preformed insulation to any pipe ne 54mm diameter, fix preformed split cellular insulation section to pipework with adhesive tape, and remove waste and debris. | 7.3116
PL120113 | New v8 | R | INSULATION:RENEW TO 65MM PIPE |  | Mechanical Services | Pipework | Moulded Pipe Insulation | LM | 17.0241 | Insulation:Renew or supply preformed insulation to any pipe ne 65mm diameter, fix preformed split cellular insulation section to pipework with adhesive tape, and remove waste and debris. | Insulation:Renew or supply preformed insulation to any pipe ne 65mm diameter, fix preformed split cellular insulation section to pipework with adhesive tape, and remove waste and debris. | 17.0241
PL120115 | New v8 | R | INSULATION:RENEW TO 80MM PIPE |  | Mechanical Services | Pipework | Moulded Pipe Insulation | LM | 19.4944 | Insulation:Renew or supply preformed insulation to any pipe ne 80mm diameter, fix preformed split cellular insulation section to pipework with adhesive tape, and remove waste and debris. | Insulation:Renew or supply preformed insulation to any pipe ne 80mm diameter, fix preformed split cellular insulation section to pipework with adhesive tape, and remove waste and debris. | 19.4944
PL120117 | New v8 | R | INSULATION:RENEW TO 100MM PIPE |  | Mechanical Services | Pipework | Moulded Pipe Insulation | LM | 24.761 | Insulation:Renew or supply preformed insulation to any pipe ne 100mm diameter, fix preformed split cellular insulation section to pipework with adhesive tape, and remove waste and debris. | Insulation:Renew or supply preformed insulation to any pipe ne 100mm diameter, fix preformed split cellular insulation section to pipework with adhesive tape, and remove waste and debris. | 24.761
PL120119 | New v8 | R | INSULATION:RENEW TO 125MM PIPE |  | Mechanical Services | Pipework | Moulded Pipe Insulation | LM | 29.2435 | Insulation:Renew or supply preformed insulation to any pipe ne 125mm diameter, fix preformed split cellular insulation section to pipework with adhesive tape, and remove waste and debris. | Insulation:Renew or supply preformed insulation to any pipe ne 125mm diameter, fix preformed split cellular insulation section to pipework with adhesive tape, and remove waste and debris. | 29.2435
PL120121 | New v8 | R | INSULATION:RENEW TO 150MM PIPE |  | Mechanical Services | Pipework | Moulded Pipe Insulation | LM | 34.3463 | Insulation:Renew or supply preformed insulation to any pipe ne 150mm diameter, fix preformed split cellular insulation section to pipework with adhesive tape, and remove waste and debris. | Insulation:Renew or supply preformed insulation to any pipe ne 150mm diameter, fix preformed split cellular insulation section to pipework with adhesive tape, and remove waste and debris. | 34.3463
PL120201 | New v8 | R | INSULATION:RENEW 35MM VALVE JACKET |  | Mechanical Services | Pipework | Moulded Valve Jacket | IT | 27.5837 | Insulation:Renew or supply and install flexible reinforced silicone 35mm valve insulation jacket internally stitched with wraps, ties and needled fibreglass or pyrogel. | Insulation:Renew or supply and install flexible reinforced silicone 35mm valve insulation jacket internally stitched with wraps, ties and needled fibreglass or pyrogel. | 27.5837
PL120203 | New v8 | R | INSULATION:RENEW 40MM VALVE JACKET |  | Mechanical Services | Pipework | Moulded Valve Jacket | IT | 30.3332 | Insulation:Renew or supply and install flexible reinforced silicone 40mm valve insulation jacket internally stitched with wraps, ties and needled fibreglass or pyrogel. | Insulation:Renew or supply and install flexible reinforced silicone 40mm valve insulation jacket internally stitched with wraps, ties and needled fibreglass or pyrogel. | 30.3332
PL120205 | New v8 | R | INSULATION:RENEW 50MM VALVE JACKET |  | Mechanical Services | Pipework | Moulded Valve Jacket | IT | 31.7138 | Insulation:Renew or supply and install flexible reinforced silicone 50mm valve insulation jacket internally stitched with wraps, ties and needled fibreglass or pyrogel. | Insulation:Renew or supply and install flexible reinforced silicone 50mm valve insulation jacket internally stitched with wraps, ties and needled fibreglass or pyrogel. | 31.7138
PL120207 | New v8 | R | INSULATION:RENEW 65MM VALVE JACKET |  | Mechanical Services | Pipework | Moulded Valve Jacket | IT | 34.4516 | Insulation:Renew or supply and install flexible reinforced silicone 65mm valve insulation jacket internally stitched with wraps, ties and needled fibreglass or pyrogel. | Insulation:Renew or supply and install flexible reinforced silicone 65mm valve insulation jacket internally stitched with wraps, ties and needled fibreglass or pyrogel. | 34.4516
PL120209 | New v8 | R | INSULATION:RENEW 80MM VALVE JACKET |  | Mechanical Services | Pipework | Moulded Valve Jacket | IT | 38.6168 | Insulation:Renew or supply and install flexible reinforced silicone 80mm valve insulation jacket internally stitched with wraps, ties and needled fibreglass or pyrogel. | Insulation:Renew or supply and install flexible reinforced silicone 80mm valve insulation jacket internally stitched with wraps, ties and needled fibreglass or pyrogel. | 38.6168
PL120211 | New v8 | R | INSULATION:RENEW 100MM VALVE JACKET |  | Mechanical Services | Pipework | Moulded Valve Jacket | IT | 38.9912 | Insulation:Renew or supply and install flexible reinforced silicone 100mm valve insulation jacket internally stitched with wraps, ties and needled fibreglass or pyrogel. | Insulation:Renew or supply and install flexible reinforced silicone 100mm valve insulation jacket internally stitched with wraps, ties and needled fibreglass or pyrogel. | 38.9912
PL120213 | New v8 | R | INSULATION:RENEW 125MM VALVE JACKET |  | Mechanical Services | Pipework | Moulded Valve Jacket | IT | 42.2087 | Insulation:Renew or supply and install flexible reinforced silicone 125mm valve insulation jacket internally stitched with wraps, ties and needled fibreglass or pyrogel. | Insulation:Renew or supply and install flexible reinforced silicone 125mm valve insulation jacket internally stitched with wraps, ties and needled fibreglass or pyrogel. | 42.2087
PL120215 | New v8 | R | INSULATION:RENEW 150MM VALVE JACKET |  | Mechanical Services | Pipework | Moulded Valve Jacket | IT | 57.7112 | Insulation:Renew or supply and install flexible reinforced silicone 150mm valve insulation jacket internally stitched with wraps, ties and needled fibreglass or pyrogel. | Insulation:Renew or supply and install flexible reinforced silicone 150mm valve insulation jacket internally stitched with wraps, ties and needled fibreglass or pyrogel. | 57.7112
PL130101 |  | U | STOPCOCK:RENEW 15MM DIAMETER |  | Mechanical Services | Stopcocks and Valves | Stopcocks | NO | 31.9402 | Stopcock:Renew 15mm stopcock connected to any type of pipework including locate supply and turn water off/on, drain down/refill, adjust pipework as necessary and test and remove waste and debris. | Stopcock:Renew 15mm stopcock connected to any type of pipework including locate supply and turn water off/on, drain down/refill, adjust pipework as necessary and test and remove waste and debris. | 31.9402
PL130103 |  | U | STOPCOCK:RENEW 20MM DIAMETER |  | Mechanical Services | Stopcocks and Valves | Stopcocks | NO | 37.135 | Stopcock:Renew 20mm stopcock connected to any type of pipework including locate supply and turn water off/on, drain down/refill, adjust pipework as necessary and test and remove waste and debris. | Stopcock:Renew 20mm stopcock connected to any type of pipework including locate supply and turn water off/on, drain down/refill, adjust pipework as necessary and test and remove waste and debris. | 37.135
PL130105 |  | U | STOPCOCK:RENEW 22MM DIAMETER |  | Mechanical Services | Stopcocks and Valves | Stopcocks | NO | 38.0008 | Stopcock:Renew 22mm stopcock connected to any type of pipework including locate supply and turn water off/on, drain down/refill, adjust pipework as necessary and test and remove waste and debris. | Stopcock:Renew 22mm stopcock connected to any type of pipework including locate supply and turn water off/on, drain down/refill, adjust pipework as necessary and test and remove waste and debris. | 38.0008
PL130107 |  | U | STOPCOCK:RENEW 25MM DIAMETER |  | Mechanical Services | Stopcocks and Valves | Stopcocks | NO | 45.4771 | Stopcock:Renew 25mm stopcock connected to any type of pipework including locate supply and turn water off/on, drain down/refill, adjust pipework as necessary and test and remove waste and debris. | Stopcock:Renew 25mm stopcock connected to any type of pipework including locate supply and turn water off/on, drain down/refill, adjust pipework as necessary and test and remove waste and debris. | 45.4771
PL130109 |  | U | STOPCOCK:RENEW 28MM DIAMETER |  | Mechanical Services | Stopcocks and Valves | Stopcocks | NO | 41.7448 | Stopcock:Renew 28mm stopcock connected to any type of pipework including locate supply and turn water off/on, drain down/refill, adjust pipework as necessary and test and remove waste and debris. | Stopcock:Renew 28mm stopcock connected to any type of pipework including locate supply and turn water off/on, drain down/refill, adjust pipework as necessary and test and remove waste and debris. | 41.7448
PL130111 |  | U | STOPCOCK:RENEW 32MM DIAMETER |  | Mechanical Services | Stopcocks and Valves | Stopcocks | NO | 64.7936 | Stopcock:Renew 32mm stopcock connected to any type of pipework including locate supply and turn water off/on, drain down/refill, adjust pipework as necessary and test, and remove waste and debris. | Stopcock:Renew 32mm stopcock connected to any type of pipework including locate supply and turn water off/on, drain down/refill, adjust pipework as necessary and test, and remove waste and debris. | 64.7936
PL130113 |  | U | STOPCOCK:RENEW 35MM DIAMETER |  | Mechanical Services | Stopcocks and Valves | Stopcocks | NO | 113.9256 | Stopcock:Renew 35mm stopcock connected to any type of pipework including locate supply and turn water off/on, drain down/refill, adjust pipework as necessary and test, and remove waste and debris. | Stopcock:Renew 35mm stopcock connected to any type of pipework including locate supply and turn water off/on, drain down/refill, adjust pipework as necessary and test, and remove waste and debris. | 113.9256
PL130115 |  | U | STOPCOCK:RENEW 42MM DIAMETER |  | Mechanical Services | Stopcocks and Valves | Stopcocks | NO | 147.1106 | Stopcock:Renew 42mm stopcock connected to any type of pipework including locate supply and turn water off/on, drain down/refill, adjust pipework as necessary and test, and remove waste and debris. | Stopcock:Renew 42mm stopcock connected to any type of pipework including locate supply and turn water off/on, drain down/refill, adjust pipework as necessary and test, and remove waste and debris. | 147.1106
PL130117 |  | U | STOPCOCK:RENEW 54MM DIAMETER |  | Mechanical Services | Stopcocks and Valves | Stopcocks | NO | 211.3472 | Stopcock:Renew 54mm stopcock connected to any type of pipework including locate supply and turn water off/on, drain down/refill, adjust pipework as necessary and test, and remove waste and debris. | Stopcock:Renew 54mm stopcock connected to any type of pipework including locate supply and turn water off/on, drain down/refill, adjust pipework as necessary and test, and remove waste and debris. | 211.3472
PL130119 | New v8 | R | STOPCOCK:RENEW 65MM DIAMETER |  | Mechanical Services | Stopcocks and Valves | Stopcocks | NO | 178.9456 | Stopcock:Renew 65mm stopcock connected to any type of pipework including locate supply and turn water off/on, drain down/refill, adjust pipework as necessary and test, and remove waste and debris. | Stopcock:Renew 65mm stopcock connected to any type of pipework including locate supply and turn water off/on, drain down/refill, adjust pipework as necessary and test, and remove waste and debris. | 178.9456
PL130121 | New v8 | R | STOPCOCK:RENEW 80MM DIAMETER |  | Mechanical Services | Stopcocks and Valves | Stopcocks | NO | 199.6661 | Stopcock:Renew 80mm stopcock connected to any type of pipework including locate supply and turn water off/on, drain down/refill, adjust pipework as necessary and test, and remove waste and debris. | Stopcock:Renew 80mm stopcock connected to any type of pipework including locate supply and turn water off/on, drain down/refill, adjust pipework as necessary and test, and remove waste and debris. | 199.6661
PL130123 | New v8 | R | STOPCOCK:RENEW 100MM DIAMETER |  | Mechanical Services | Stopcocks and Valves | Stopcocks | NO | 243.4001 | Stopcock:Renew 100mm stopcock connected to any type of pipework including locate supply and turn water off/on, drain down/refill, adjust pipework as necessary and test, and remove waste and debris. | Stopcock:Renew 100mm stopcock connected to any type of pipework including locate supply and turn water off/on, drain down/refill, adjust pipework as necessary and test, and remove waste and debris. | 243.4001
PL130125 | New v8 | R | STOPCOCK:RENEW 125MM DIAMETER |  | Mechanical Services | Stopcocks and Valves | Stopcocks | NO | 435.1295 | Stopcock:Renew 125mm stopcock connected to any type of pipework including locate supply and turn water off/on, drain down/refill, adjust pipework as necessary and test, and remove waste and debris. | Stopcock:Renew 125mm stopcock connected to any type of pipework including locate supply and turn water off/on, drain down/refill, adjust pipework as necessary and test, and remove waste and debris. | 435.1295
PL130127 | New v8 | R | STOPCOCK:RENEW 150MM DIAMETER |  | Mechanical Services | Stopcocks and Valves | Stopcocks | NO | 593.3336 | Stopcock:Renew 150mm stopcock connected to any type of pipework including locate supply and turn water off/on, drain down/refill, adjust pipework as necessary and test, and remove waste and debris. | Stopcock:Renew 150mm stopcock connected to any type of pipework including locate supply and turn water off/on, drain down/refill, adjust pipework as necessary and test, and remove waste and debris. | 593.3336
PL130129 | New v8 | R | STOP TAP:RESITE AND RENEW WITH LEVER |  | Mechanical Services | Stopcocks and Valves | Stopcocks | IT | 67.9403 | Stop Tap:Resite position of internal stop tap, renew with lever operated stop tap, locate, turn water supply off/on, run supply pipe to convenient position for wheelchair access, and make good. | Stop Tap:Resite position of internal stop tap including replace with lever operated stop tap, locate, turn water supply off/on, run supply pipe to convenient position for wheelchair access, install new stop tap and make all necessary connections and make good and remove waste and debris. | 67.9403
PL130131 |  | U | STOPCOCK:OVERHAUL ANY SIZE AND TYPE |  | Mechanical Services | Stopcocks and Valves | Stopcocks | NO | 24.4561 | Stopcock:Overhaul any size and type of stopcock including turn water off/on, drain down/refill as required, repack, reseat stopcock, deburr spindle and test and remove waste and debris. | Stopcock:Overhaul any size and type of stopcock including turn water off/on, drain down/refill as required, repack, reseat stopcock, deburr spindle and test and remove waste and debris. | 24.4561
PL130201 |  | U | GATEVALVE:RENEW 15MM DIAMETER |  | Mechanical Services | Stopcocks and Valves | Gatevalves | NO | 30.9106 | Gatevalve:Renew 15mm gatevalve connected to any type of pipework including locate supply and turn water off/on, drain down/refill, adjust pipework as necessary and test and remove waste and debris. | Gatevalve:Renew 15mm gatevalve connected to any type of pipework including locate supply and turn water off/on, drain down/refill, adjust pipework as necessary and test and remove waste and debris. | 30.9106
PL130203 |  | U | GATEVALVE:RENEW 22MM DIAMETER |  | Mechanical Services | Stopcocks and Valves | Gatevalves | NO | 35.731 | Gatevalve:Renew 22mm gatevalve connected to any type of pipework including locate supply and turn water off/on, drain down/refill, adjust pipework as necessary and test and remove waste and debris. | Gatevalve:Renew 22mm gatevalve connected to any type of pipework including locate supply and turn water off/on, drain down/refill, adjust pipework as necessary and test and remove waste and debris. | 35.731
PL130205 |  | U | GATEVALVE:RENEW 28MM DIAMETER |  | Mechanical Services | Stopcocks and Valves | Gatevalves | NO | 36.7255 | Gatevalve:Renew 28mm gatevalve connected to any type of pipework including locate supply and turn water off/on, drain down/refill, adjust pipework as necessary and test and remove waste and debris. | Gatevalve:Renew 28mm gatevalve connected to any type of pipework including locate supply and turn water off/on, drain down/refill, adjust pipework as necessary and test and remove waste and debris. | 36.7255
PL130207 |  | U | GATEVALVE:RENEW 32MM DIAMETER |  | Mechanical Services | Stopcocks and Valves | Gatevalves | NO | 56.9195 | Gatevalve:Renew 32mm gatevalve connected to any type of pipework including locate supply and turn water off/on, drain down/ refill, adjust pipework as necessary and test, and remove waste and debris. | Gatevalve:Renew 32mm gatevalve connected to any type of pipework including locate supply and turn water off/on, drain down/ refill, adjust pipework as necessary and test, and remove waste and debris. | 56.9195
PL130209 |  | U | GATEVALVE:RENEW 35MM DIAMETER |  | Mechanical Services | Stopcocks and Valves | Gatevalves | NO | 66.915 | Gatevalve:Renew 35mm gatevalve connected to any type of pipework including locate supply and turn water off/on, drain down/ refill, adjust pipework as necessary and test, and remove waste and debris. | Gatevalve:Renew 35mm gatevalve connected to any type of pipework including locate supply and turn water off/on, drain down/ refill, adjust pipework as necessary and test, and remove waste and debris. | 66.915
PL130211 |  | U | GATEVALVE:RENEW 42MM DIAMETER |  | Mechanical Services | Stopcocks and Valves | Gatevalves | NO | 84.4103 | Gatevalve:Renew 42mm gatevalve connected to any type of pipework including locate supply and turn water off/on, drain down/ refill, adjust pipework as necessary and test, and remove waste and debris. | Gatevalve:Renew 42mm gatevalve connected to any type of pipework including locate supply and turn water off/on, drain down/ refill, adjust pipework as necessary and test, and remove waste and debris. | 84.4103
PL130213 |  | U | GATEVALVE:RENEW 54MM DIAMETER |  | Mechanical Services | Stopcocks and Valves | Gatevalves | NO | 110.9144 | Gatevalve:Renew 54mm gatevalve connected to any type of pipework including locate supply and turn water off/on, drain down/ refill, adjust pipework as necessary and test, and remove waste and debris. | Gatevalve:Renew 54mm gatevalve connected to any type of pipework including locate supply and turn water off/on, drain down/ refill, adjust pipework as necessary and test, and remove waste and debris. | 110.9144
PL130215 | New v8 | R | GATEVALVE:RENEW 65MM DIAMETER |  | Mechanical Services | Stopcocks and Valves | Gatevalves | NO | 184.6941 | Gatevalve:Renew 65mm gatevalve connected to any type of pipework including locate supply and turn water off/on, drain down/refill, adjust pipework as necessary and test, and remove waste and debris. | Gatevalve:Renew 65mm gatevalve connected to any type of pipework including locate supply and turn water off/on, drain down/refill, adjust pipework as necessary and test, and remove waste and debris. | 184.6941
PL130217 | New v8 | R | GATEVALVE:RENEW 80MM DIAMETER |  | Mechanical Services | Stopcocks and Valves | Gatevalves | NO | 205.9894 | Gatevalve:Renew 80mm gatevalve connected to any type of pipework including locate supply and turn water off/on, drain down/refill, adjust pipework as necessary and test, and remove waste and debris. | Gatevalve:Renew 80mm gatevalve connected to any type of pipework including locate supply and turn water off/on, drain down/refill, adjust pipework as necessary and test, and remove waste and debris. | 205.9894
PL130219 | New v8 | R | GATEVALVE:RENEW 100MM DIAMETER |  | Mechanical Services | Stopcocks and Valves | Gatevalves | NO | 249.7234 | Gatevalve:Renew 100mm gatevalve connected to any type of pipework including locate supply and turn water off/on, drain down/refill, adjust pipework as necessary and test, and remove waste and debris. | Gatevalve:Renew 100mm gatevalve connected to any type of pipework including locate supply and turn water off/on, drain down/refill, adjust pipework as necessary and test, and remove waste and debris. | 249.7234
PL130221 | New v8 | R | GATEVALVE:RENEW 125MM DIAMETER |  | Mechanical Services | Stopcocks and Valves | Gatevalves | NO | 471.3445 | Gatevalve:Renew 125mm gatevalve connected to any type of pipework including locate supply and turn water off/on, drain down/refill, adjust pipework as necessary and test, and remove waste and debris. | Gatevalve:Renew 125mm gatevalve connected to any type of pipework including locate supply and turn water off/on, drain down/refill, adjust pipework as necessary and test, and remove waste and debris. | 471.3445
PL130223 | New v8 | R | GATEVALVE:RENEW 150MM DIAMETER |  | Mechanical Services | Stopcocks and Valves | Gatevalves | NO | 594.4833 | Gatevalve:Renew 150mm gatevalve connected to any type of pipework including locate supply and turn water off/on, drain down/refill, adjust pipework as necessary and test, and remove waste and debris. | Gatevalve:Renew 150mm gatevalve connected to any type of pipework including locate supply and turn water off/on, drain down/refill, adjust pipework as necessary and test, and remove waste and debris. | 594.4833
PL130225 |  | U | GATEVALVE:OVERHAUL ANY SIZE AND TYPE |  | Mechanical Services | Stopcocks and Valves | Gatevalves | NO | 24.4561 | Gatevalve:Overhaul any size and type of gatevalve including turn water off/on, drain down/refill as required, repack, reseat gatevalve, deburr spindle and test and remove waste and debris. | Gatevalve:Overhaul any size and type of gatevalve including turn water off/on, drain down/refill as required, repack, reseat gatevalve, deburr spindle and test and remove waste and debris. | 24.4561
PL130303 | New v8 | R | CHECK VALVE:RENEW OR INSTALL 20MM DIAMETER |  | Mechanical Services | Stopcocks and Valves | Check and Service Valves | NO | 54.8956 | Check Valve:Renew or install 20mm diameter check valve connected to any type of pipework, locate supply, turn water off/on, drain down/refill, adjust pipework, test, and remove waste and debris. | Check Valve:Renew or install 20mm diameter check valve connected to any type of pipework, locate supply, turn water off/on, drain down/refill, adjust pipework, test, and remove waste and debris. | 54.8956
PL130305 | New v8 | R | CHECK VALVE:RENEW OR INSTALL 25MM DIAMETER |  | Mechanical Services | Stopcocks and Valves | Check and Service Valves | NO | 65.1097 | Check Valve:Renew or install 25mm diameter check valve connected to any type of pipework, locate supply, turn water off/on, drain down/refill, adjust pipework, test, and remove waste and debris. | Check Valve:Renew or install 25mm diameter check valve connected to any type of pipework, locate supply, turn water off/on, drain down/refill, adjust pipework, test, and remove waste and debris. | 65.1097
PL130307 | New v8 | R | CHECK VALVE:RENEW OR INSTALL 32MM DIAMETER |  | Mechanical Services | Stopcocks and Valves | Check and Service Valves | NO | 124.8029 | Check Valve:Renew or install 32mm diameter check valve connected to any type of pipework, locate supply, turn water off/on, drain down/refill, adjust pipework, test, and remove waste and debris. | Check Valve:Renew or install 32mm diameter check valve connected to any type of pipework, locate supply, turn water off/on, drain down/refill, adjust pipework, test, and remove waste and debris. | 124.8029
PL130309 | New v8 | R | CHECK VALVE:RENEW OR INSTALL 40MM DIAMETER |  | Mechanical Services | Stopcocks and Valves | Check and Service Valves | NO | 162.4806 | Check Valve:Renew or install 40mm diameter check valve connected to any type of pipework, locate supply, turn water off/on, drain down/refill, adjust pipework, test, and remove waste and debris. | Check Valve:Renew or install 40mm diameter check valve connected to any type of pipework, locate supply, turn water off/on, drain down/refill, adjust pipework, test, and remove waste and debris. | 162.4806
PL130311 | New v8 | R | CHECK VALVE:RENEW OR INSTALL 50MM DIAMETER |  | Mechanical Services | Stopcocks and Valves | Check and Service Valves | NO | 180.8534 | Check Valve:Renew or install 50mm diameter check valve connected to any type of pipework, locate supply, turn water off/on, drain down/refill, adjust pipework, test, and remove waste and debris. | Check Valve:Renew or install 50mm diameter check valve connected to any type of pipework, locate supply, turn water off/on, drain down/refill, adjust pipework, test, and remove waste and debris. | 180.8534
PL130313 | New v8 | R | CHECK VALVE:RENEW OR INSTALL 65MM DIAMETER |  | Mechanical Services | Stopcocks and Valves | Check and Service Valves | NO | 225.6675 | Check Valve:Renew or install 65mm diameter check valve connected to any type of pipework, locate supply, turn water off/on, drain down/refill, adjust pipework, test, and remove waste and debris. | Check Valve:Renew or install 65mm diameter check valve connected to any type of pipework, locate supply, turn water off/on, drain down/refill, adjust pipework, test, and remove waste and debris. | 225.6675
PL130314 | New v8 | R | CHECK VALVE:RENEW OR INSTALL 75MM DIAMETER |  | Mechanical Services | Stopcocks and Valves | Check and Service Valves | NO | 334.7073 | Check Valve:Renew or install 75mm diameter check valve connected to any type of pipework, locate supply, turn water off/on, drain down/refill, adjust pipework, test, and remove waste and debris. | Check Valve:Renew or install 75mm diameter check valve connected to any type of pipework, locate supply, turn water off/on, drain down/refill, adjust pipework, test, and remove waste and debris. | 334.7073
PL130315 | New v8 | R | CHECK VALVE:RENEW OR INSTALL 80MM DIAMETER |  | Mechanical Services | Stopcocks and Valves | Check and Service Valves | NO | 342.755 | Check Valve:Renew or install 80mm diameter check valve connected to any type of pipework, locate supply, turn water off/on, drain down/refill, adjust pipework, test, and remove waste and debris. | Check Valve:Renew or install 80mm diameter check valve connected to any type of pipework, locate supply, turn water off/on, drain down/refill, adjust pipework, test, and remove waste and debris. | 342.755
PL130317 | New v8 | R | CHECK VALVE:RENEW OR INSTALL 100MM DIAMETER |  | Mechanical Services | Stopcocks and Valves | Check and Service Valves | NO | 388.3216 | Check Valve:Renew or install 100mm diameter check valve connected to any type of pipework, locate supply, turn water off/on, drain down/refill, adjust pipework, test, and remove waste and debris. | Check Valve:Renew or install 100mm diameter check valve connected to any type of pipework, locate supply, turn water off/on, drain down/refill, adjust pipework, test, and remove waste and debris. | 388.3216
PL130319 | New v8 | R | CHECK VALVE:RENEW OR INSTALL 125MM DIAMETER |  | Mechanical Services | Stopcocks and Valves | Check and Service Valves | NO | 660.3112 | Check Valve:Renew or install 125mm diameter check valve connected to any type of pipework, locate supply, turn water off/on, drain down/refill, adjust pipework, test, and remove waste and debris. | Check Valve:Renew or install 125mm diameter check valve connected to any type of pipework, locate supply, turn water off/on, drain down/refill, adjust pipework, test, and remove waste and debris. | 660.3112
PL130321 | New v8 | R | CHECK VALVE:RENEW OR INSTALL 150MM DIAMETER |  | Mechanical Services | Stopcocks and Valves | Check and Service Valves | NO | 877.5491 | Check Valve:Renew or install 150mm diameter check valve connected to any type of pipework, locate supply, turn water off/on, drain down/refill, adjust pipework, test, and remove waste and debris. | Check Valve:Renew or install 150mm diameter check valve connected to any type of pipework, locate supply, turn water off/on, drain down/refill, adjust pipework, test, and remove waste and debris. | 877.5491
PL130323 |  | R | SERVICE VALVE:RENEW OR INSTALL 15MM |  | Mechanical Services | Stopcocks and Valves | Check and Service Valves | NO | 27.4006 | Service Valve:Renew or install 15mm isolating or slot or screw operated service valve connected to any type of pipework, locate supply, turn water off/on, drain down/refill, adjust pipework, test. | Service Valve:Renew or install 15mm isolating or slot or screw operated service valve connected to any type of pipework including locate supply and turn water off/on, drain down/refill, adjust pipework as necessary and test and remove waste and debris. | 27.4006
PL130325 |  | R | SERVICE VALVE:RENEW OR INSTALL 22MM |  | Mechanical Services | Stopcocks and Valves | Check and Service Valves | NO | 30.0214 | Service Valve:Renew or install 22mm isolating or slot or screw operated service valve connected to any type of pipework, locate supply, turn water off/on, drain down/refill, adjust pipework, test. | Service Valve:Renew or install 22mm isolating or slot or screw operated service valve connected to any type of pipework including locate supply and turn water off/on, drain down/refill, adjust pipework as necessary and test and remove waste and debris. | 30.0214
PL130327 | New v8 | R | SERVICE VALVE:RENEW OR INSTALL 25MM |  | Mechanical Services | Stopcocks and Valves | Check and Service Valves | NO | 44.6073 | Service Valve:Renew or install 25mm isolating or slot or screw operated service valve connected to any type of pipework, locate supply, turn water off/on, drain down/refill, adjust pipework, test. | Service Valve:Renew or install 25mm isolating/slot/screw operated service valve connected to any type of pipework including locate supply and turn water off/on, drain down/refill, adjust pipework as necessary and test, and remove waste and debris. | 44.6073
PL130329 |  | R | SERVICE VALVE:OVERHAUL ANY SIZE OR TYPE |  | Mechanical Services | Stopcocks and Valves | Check and Service Valves | NO | 24.4561 | Service Valve:Overhaul any size and type of service valve including turn water off/on, drain down/refill as required, repack and test and remove waste and debris. | Service Valve:Overhaul any size and type of service valve including turn water off/on, drain down/refill as required, repack and test and remove waste and debris. | 24.4561
PL130331 | New v8 | R | SERVICE VALVE:RENEW OR INSTALL 25MM BSP |  | Mechanical Services | Stopcocks and Valves | Check and Service Valves | NO | 56.1903 | Service Valve:Renew or install 25mm BSP 1/4 turn service valve service valve connected to any type of pipework, adjust pipework as necessary and test, and remove waste and debris. | Service Valve:Renew or install 25mm BSP 1/4 turn service valve service valve connected to any type of pipework including locate supply and turn water off/on, drain down/refill, adjust pipework as necessary and test, and remove waste and debris. | 56.1903
PL130333 | New v8 | R | SERVICE VALVE:RENEW OR INSTALL 32MM BSP |  | Mechanical Services | Stopcocks and Valves | Check and Service Valves | NO | 60.0005 | Service Valve:Renew or install 32mm BSP 1/4 turn service valve service valve connected to any type of pipework, adjust pipework as necessary and test, and remove waste and debris. | Service Valve:Renew or install 32mm BSP 1/4 turn service valve service valve connected to any type of pipework including locate supply and turn water off/on, drain down/refill, adjust pipework as necessary and test, and remove waste and debris. | 60.0005
PL130335 | New v8 | R | SERVICE VALVE:RENEW OR INSTALL 38MM BSP |  | Mechanical Services | Stopcocks and Valves | Check and Service Valves | NO | 71.6264 | Service Valve:Renew or install 38mm BSP 1/4 turn service valve service valve connected to any type of pipework, adjust pipework as necessary and test, and remove waste and debris. | Service Valve:Renew or install 38mm BSP 1/4 turn service valve service valve connected to any type of pipework including locate supply and turn water off/on, drain down/refill, adjust pipework as necessary and test, and remove waste and debris. | 71.6264
PL130337 | New v8 | R | SERVICE VALVE:RENEW OR INSTALL 50MM BSP |  | Mechanical Services | Stopcocks and Valves | Check and Service Valves | NO | 98.1189 | Service Valve:Renew or install 50mm BSP 1/4 turn service valve service valve connected to any type of pipework, adjust pipework as necessary and test, and remove waste and debris. | Service Valve:Renew or install 50mm BSP 1/4 turn service valve service valve connected to any type of pipework including locate supply and turn water off/on, drain down/refill, adjust pipework as necessary and test, and remove waste and debris. | 98.1189
PL130341 | New v8 | R | DOUBLE CHECK VALVE:RENEW/INSTALL 15MM DIA TYPE |  | Mechanical Services | Stopcocks and Valves | Check and Service Valves | NO | 32.7358 | Double Check Valve:Renew or install 15mm diameter DZR valve connected to any type of pipework, locate supply, turn water off/on, drain down/refill, adjust pipework, test, and remove waste and debris. | Double Check Valve:Renew or install 15mm diameter DZR double-check valve connected to any type of pipework, locate supply, turn water off/on, drain down/refill, adjust pipework, test, and remove waste and debris. | 32.7358
PL130343 | New v8 | R | DOUBLE CHECK VALVE:RENEW/INSTALL 22MM DIA TYPE |  | Mechanical Services | Stopcocks and Valves | Check and Service Valves | NO | 35.965 | Double Check Valve:Renew or install 22mm diameter DZR valve connected to any type of pipework, locate supply, turn water off/on, drain down/refill, adjust pipework, test, and remove waste and debris. | Double Check Valve:Renew or install 22mm diameter DZR double-check valve connected to any type of pipework, locate supply, turn water off/on, drain down/refill, adjust pipework, test, and remove waste and debris. | 35.965
PL130345 | New v8 | R | DOUBLE CHECK VALVE:RENEW/INSTALL 28MM DIA TYPE |  | Mechanical Services | Stopcocks and Valves | Check and Service Valves | NO | 51.405 | Double Check Valve:Renew or install 28mm diameter DZR valve connected to any type of pipework, locate supply, turn water off/on, drain down/refill, adjust pipework, test, and remove waste and debris. | Double Check Valve:Renew or install 28mm diameter DZR double-check valve connected to any type of pipework, locate supply, turn water off/on, drain down/refill, adjust pipework, test, and remove waste and debris. | 51.405
PL130451 | New v8 | R | THERMOSTATIC MIXING VALVE:RENEW OR INSTALL 15MM |  | Mechanical Services | Stopcocks and Valves | Thermostatic Mixing Valves | NO | 84.4151 | Thermostatic Mixing Valve:Renew or install 15mm blending valve, connected to any pipework, locate supply, turn water off/on, drain down/refill, adjust pipework, test and remove waste and debris. | Thermostatic Mixing Valve:Renew or install 15mm hot and cold water blending valve compliant with TMV2 and TMV3 schemes, connected to any type of pipework including locate supply and turn water off/on, drain down/refill, adjust pipework as necessary, test and remove waste and debris. | 84.4151
PL130453 | New v8 | R | THERMOSTATIC MIXING VALVE:RENEW OR INSTALL 22MM |  | Mechanical Services | Stopcocks and Valves | Thermostatic Mixing Valves | NO | 91.7159 | Thermostatic Mixing Valve:Renew or install 22mm blending valve, connected to any pipework, locate supply, turn water off/on, drain down/refill, adjust pipework, test and remove waste and debris. | Thermostatic Mixing Valve:Renew or install 22mm hot and cold water blending valve compliant with TMV2 and TMV3 schemes, connected to any type of pipework including locate supply and turn water off/on, drain down/refill, adjust pipework as necessary, test and remove waste and debris. | 91.7159
PL130455 | New v8 | R | THERMOSTATIC MIXING VALVE:ANNUAL SERVICE |  | Mechanical Services | Stopcocks and Valves | Thermostatic Mixing Valves | NO | 15.5208 | Thermostatic Mixing Valve:Undertake annual service of thermostatic mixing or blending valve, locate supply, turn water off/on, drain down/refill, service, test, remove waste and debris. | Thermostatic Mixing Valve:Undertake annual service of thermostatic mixing or blending valve in accordance with manufacturer's technical data sheet, connected to any pipework, locate supply, turn water off/on, drain down/refill, adjust pipework, test and remove waste and debris. | 15.5208
PL130701 | New v8 | R | PLUG VALVE:RENEW 15MM SCREWED |  | Mechanical Services | Stopcocks and Valves | Lubricated Plug Valves | NO | 252.2044 | Plug Valve:Renew or install 15mm lubricated wrench operated levers plug type isolating valve, turn water off/on, drain down/refill, adjust pipework, test, remove waste and debris. | Plug Valve:Renew or install 15mm lubricated plug type isolating valve, wrench operated complete with levers, screwed ends, connected to any type of pipework including locate supply, turn water off/on, drain down/refill, adjust pipework as necessary and test, and remove waste and debris. | 252.2044
PL130703 | New v8 | R | PLUG VALVE:RENEW 20MM SCREWED |  | Mechanical Services | Stopcocks and Valves | Lubricated Plug Valves | NO | 269.4736 | Plug Valve:Renew or install 20mm lubricated wrench operated levers plug type isolating valve, turn water off/on, drain down/refill, adjust pipework, test, remove waste and debris. | Plug Valve:Renew or install 20mm lubricated plug type isolating valve, wrench operated complete with levers, screwed ends, connected to any type of pipework including locate supply, turn water off/on, drain down/refill, adjust pipework as necessary and test, and remove waste and debris. | 269.4736
PL130705 | New v8 | R | PLUG VALVE:RENEW 25MM SCREWED |  | Mechanical Services | Stopcocks and Valves | Lubricated Plug Valves | NO | 313.0561 | Plug Valve:Renew or install 25mm lubricated wrench operated levers plug type isolating valve, turn water off/on, drain down/refill, adjust pipework, test, remove waste and debris. | Plug Valve:Renew or install 25mm lubricated plug type isolating valve, wrench operated complete with levers, screwed ends, connected to any type of pipework including locate supply, turn water off/on, drain down/refill, adjust pipework as necessary and test, and remove waste and debris. | 313.0561
PL130707 | New v8 | R | PLUG VALVE:RENEW 32MM SCREWED |  | Mechanical Services | Stopcocks and Valves | Lubricated Plug Valves | NO | 352.3445 | Plug Valve:Renew or install 32mm lubricated wrench operated levers plug type isolating valve, turn water off/on, drain down/refill, adjust pipework, test, remove waste and debris. | Plug Valve:Renew or install 32mm lubricated plug type isolating valve, wrench operated complete with levers, screwed ends, connected to any type of pipework including locate supply, turn water off/on, drain down/refill, adjust pipework as necessary and test, and remove waste and debris. | 352.3445
PL130709 | New v8 | R | PLUG VALVE:RENEW 40MM SCREWED |  | Mechanical Services | Stopcocks and Valves | Lubricated Plug Valves | NO | 420.0678 | Plug Valve:Renew or install 40mm lubricated wrench operated levers plug type isolating valve, turn water off/on, drain down/refill, adjust pipework, test, remove waste and debris. | Plug Valve:Renew or install 40mm lubricated plug type isolating valve, wrench operated complete with levers, screwed ends, connected to any type of pipework including locate supply, turn water off/on, drain down/refill, adjust pipework as necessary and test, and remove waste and debris. | 420.0678
PL130710 | New v8 | R | PLUG VALVE:RENEW 50MM SCREWED |  | Mechanical Services | Stopcocks and Valves | Lubricated Plug Valves | NO | 619.0378 | Plug Valve:Renew or install 50mm lubricated wrench operated levers plug type isolating valve, turn water off/on, drain down/refill, adjust pipework, test, remove waste and debris. | Plug Valve:Renew or install 50mm lubricated plug type isolating valve, wrench operated complete with levers, screwed ends, connected to any type of pipework including locate supply, turn water off/on, drain down/refill, adjust pipework as necessary and test, and remove waste and debris. | 619.0378
PL130711 | New v8 | R | PLUG VALVE:RENEW 65MM SCREWED |  | Mechanical Services | Stopcocks and Valves | Lubricated Plug Valves | NO | 647.5737 | Plug Valve:Renew or install 65mm lubricated wrench operated levers plug type isolating valve, turn water off/on, drain down/refill, adjust pipework, test, remove waste and debris. | Plug Valve:Renew or install 65mm lubricated plug type isolating valve, wrench operated complete with levers, screwed ends, connected to any type of pipework including locate supply, turn water off/on, drain down/refill, adjust pipework as necessary and test, and remove waste and debris. | 647.5737
PL130713 | New v8 | R | PLUG VALVE:RENEW 80MM SCREWED |  | Mechanical Services | Stopcocks and Valves | Lubricated Plug Valves | NO | 887.8398 | Plug Valve:Renew or install 80mm lubricated wrench operated levers plug type isolating valve, turn water off/on, drain down/refill, adjust pipework, test, remove waste and debris. | Plug Valve:Renew or install 80mm lubricated plug type isolating valve, wrench operated complete with levers, screwed ends, connected to any type of pipework including locate supply, turn water off/on, drain down/refill, adjust pipework as necessary and test, and remove waste and debris. | 887.8398
PL130715 | New v8 | R | PLUG VALVE:RENEW 100MM SCREWED |  | Mechanical Services | Stopcocks and Valves | Lubricated Plug Valves | NO | 980.5411 | Plug Valve:Renew or install 100mm lubricated wrench operated levers plug type isolating valve, turn water off/on, drain down/refill, adjust pipework, test, remove waste and debris. | Plug Valve:Renew or install 100mm lubricated plug type isolating valve, wrench operated complete with levers, screwed ends, connected to any type of pipework including locate supply, turn water off/on, drain down/refill, adjust pipework as necessary and test, and remove waste and debris. | 980.5411
PL130717 | New v8 | R | PLUG VALVE:RENEW 125MM SCREWED |  | Mechanical Services | Stopcocks and Valves | Lubricated Plug Valves | NO | 1193.5804 | Plug Valve:Renew or install 125mm lubricated wrench operated levers plug type isolating valve, turn water off/on, drain down/refill, adjust pipework, test, remove waste and debris. | Plug Valve:Renew or install 125mm lubricated plug type isolating valve, wrench operated complete with levers, screwed ends, connected to any type of pipework including locate supply, turn water off/on, drain down/refill, adjust pipework as necessary and test, and remove waste and debris. | 1193.5804
PL130719 | New v8 | R | PLUG VALVE:RENEW 150MM SCREWED |  | Mechanical Services | Stopcocks and Valves | Lubricated Plug Valves | NO | 1490.8943 | Plug Valve:Renew or install 150mm lubricated wrench operated levers plug type isolating valve, turn water off/on, drain down/refill, adjust pipework, test, remove waste and debris. | Plug Valve:Renew or install 150mm lubricated plug type isolating valve, wrench operated complete with levers, screwed ends, connected to any type of pipework including locate supply, turn water off/on, drain down/refill, adjust pipework as necessary and test, and remove waste and debris. | 1490.8943
PL130807 | New v8 | R | GAS VALVE:RENEW 50MM |  | Mechanical Services | Stopcocks and Valves | Gas Valves | NO | 173.6804 | Gas Valve:Renew or install 50mm malleable iron ball type gas isolating valve with lever, screwed ends, connect to pipework, turn gas off/on, vent and adjust pipework, test, remove waste and debris. | Gas Valve:Renew or install 50mm malleable iron ball type gas isolating valve complete with lever, screwed ends, connected to any type of pipework including locate supply, turn gas off/on, vent pipework, adjust pipework as necessary and test, and remove waste and debris. | 173.6804
PL130809 | New v8 | R | GAS VALVE:RENEW 65MM |  | Mechanical Services | Stopcocks and Valves | Gas Valves | NO | 219.2466 | Gas Valve:Renew or install 65mm malleable iron ball type gas isolating valve with lever, screwed ends, connect to pipework, turn gas off/on, vent and adjust pipework, test, remove waste and debris. | Gas Valve:Renew or install 65mm malleable iron ball type gas isolating valve complete with lever, screwed ends, connected to any type of pipework including locate supply, turn gas off/on, vent pipework, adjust pipework as necessary and test, and remove waste and debris. | 219.2466
PL130811 | New v8 | R | GAS VALVE:RENEW 80MM |  | Mechanical Services | Stopcocks and Valves | Gas Valves | NO | 246.5545 | Gas Valve:Renew or install 80mm malleable iron ball type gas isolating valve with lever, screwed ends, connect to pipework, turn gas off/on, vent and adjust pipework, test, remove waste and debris. | Gas Valve:Renew or install 80mm malleable iron ball type gas isolating valve complete with lever, screwed ends, connected to any type of pipework including locate supply, turn gas off/on, vent pipework, adjust pipework as necessary and test, and remove waste and debris. | 246.5545
PL130813 | New v8 | R | GAS VALVE:RENEW 100MM |  | Mechanical Services | Stopcocks and Valves | Gas Valves | NO | 305.4141 | Gas Valve:Renew or install 100mm malleable iron ball type gas isolating valve with lever, screwed ends, connect to pipework, turn gas off/on, vent and adjust pipework, test, remove waste and debris. | Gas Valve:Renew or install 100mm malleable iron ball type gas isolating valve complete with lever, screwed ends, connected to any type of pipework including locate supply, turn gas off/on, vent pipework, adjust pipework as necessary and test, and remove waste and debris. | 305.4141
PL130815 | New v8 | R | GAS VALVE:RENEW 125MM |  | Mechanical Services | Stopcocks and Valves | Gas Valves | NO | 510.1945 | Gas Valve:Renew or install 125mm malleable iron ball type gas isolating valve with lever, screwed ends, connect to pipework, turn gas off/on, vent and adjust pipework, test, remove waste and debris. | Gas Valve:Renew or install 125mm malleable iron ball type gas isolating valve complete with lever, screwed ends, connected to any type of pipework including locate supply, turn gas off/on, vent pipework, adjust pipework as necessary and test, and remove waste and debris. | 510.1945
PL130817 | New v8 | R | GAS VALVE:RENEW 150MM |  | Mechanical Services | Stopcocks and Valves | Gas Valves | NO | 644.1046 | Gas Valve:Renew or install 150mm malleable iron ball type gas isolating valve with lever, screwed ends, connect to pipework, turn gas off/on, vent and adjust pipework, test, remove waste and debris. | Gas Valve:Renew or install 150mm malleable iron ball type gas isolating valve complete with lever, screwed ends, connected to any type of pipework including locate supply, turn gas off/on, vent pipework, adjust pipework as necessary and test, and remove waste and debris. | 644.1046
PL130901 | New v8 | R | GLOBE VALVE:RENEW 15MM |  | Mechanical Services | Stopcocks and Valves | Globe Valve | NO | 48.6361 | Globe Valve:Renew or install 15mm globe valve with renewable disk, screwed ends, connect to pipework, turn water off/on, drain down/refill, adjust pipework, test, remove waste and debris. | Globe Valve:Renew or install 15mm globe valve with renewable disk, screwed ends, connected to any type of pipework including locate supply, turn water off/on, drain down/refill, adjust pipework as necessary and test, and remove waste and debris. | 48.6361
PL130903 | New v8 | R | GLOBE VALVE:RENEW 20MM |  | Mechanical Services | Stopcocks and Valves | Globe Valve | NO | 54.1702 | Globe Valve:Renew or install 20mm globe valve with renewable disk, screwed ends, connect to pipework, turn water off/on, drain down/refill, adjust pipework, test, remove waste and debris. | Globe Valve:Renew or install 20mm globe valve with renewable disk, screwed ends, connected to any type of pipework including locate supply, turn water off/on, drain down/refill, adjust pipework as necessary and test, and remove waste and debris. | 54.1702
PL130905 | New v8 | R | GLOBE VALVE:RENEW 25MM |  | Mechanical Services | Stopcocks and Valves | Globe Valve | NO | 66.853 | Globe Valve:Renew or install 25mm globe valve with renewable disk, screwed ends, connect to pipework, turn water off/on, drain down/refill, adjust pipework, test, remove waste and debris. | Globe Valve:Renew or install 25mm globe valve with renewable disk, screwed ends, connected to any type of pipework including locate supply, turn water off/on, drain down/refill, adjust pipework as necessary and test, and remove waste and debris. | 66.853
PL130907 | New v8 | R | GLOBE VALVE:RENEW 32MM |  | Mechanical Services | Stopcocks and Valves | Globe Valve | NO | 97.4717 | Globe Valve:Renew or install 32mm globe valve with renewable disk, screwed ends, connect to pipework, turn water off/on, drain down/refill, adjust pipework, test, remove waste and debris. | Globe Valve:Renew or install 32mm globe valve with renewable disk, screwed ends, connected to any type of pipework including locate supply, turn water off/on, drain down/refill, adjust pipework as necessary and test, and remove waste and debris. | 97.4717
PL130909 | New v8 | R | GLOBE VALVE:RENEW 40MM |  | Mechanical Services | Stopcocks and Valves | Globe Valve | NO | 127.8603 | Globe Valve:Renew or install 40mm globe valve with renewable disk, screwed ends, connect to pipework, turn water off/on, drain down/refill, adjust pipework, test, remove waste and debris. | Globe Valve:Renew or install 40mm globe valve with renewable disk, screwed ends, connected to any type of pipework including locate supply, turn water off/on, drain down/refill, adjust pipework as necessary and test, and remove waste and debris. | 127.8603
PL130911 | New v8 | R | GLOBE VALVE:RENEW 50MM |  | Mechanical Services | Stopcocks and Valves | Globe Valve | NO | 169.4225 | Globe Valve:Renew or install 50mm globe valve with renewable disk, screwed ends, connect to pipework, turn water off/on, drain down/refill, adjust pipework, test, remove waste and debris. | Globe Valve:Renew or install 50mm globe valve with renewable disk, screwed ends, connected to any type of pipework including locate supply, turn water off/on, drain down/refill, adjust pipework as necessary and test, and remove waste and debris. | 169.4225
PL130913 | New v8 | R | GLOBE VALVE:RENEW 65MM |  | Mechanical Services | Stopcocks and Valves | Globe Valve | NO | 482.9856 | Globe Valve:Renew or install 65mm globe valve with renewable disk, screwed ends, connect to pipework, turn water off/on, drain down/refill, adjust pipework, test, remove waste and debris. | Globe Valve:Renew or install 65mm globe valve with renewable disk, screwed ends, connected to any type of pipework including locate supply, turn water off/on, drain down/refill, adjust pipework as necessary and test, and remove waste and debris. | 482.9856
PL130915 | New v8 | R | GLOBE VALVE:RENEW 80MM |  | Mechanical Services | Stopcocks and Valves | Globe Valve | NO | 673.5024 | Globe Valve:Renew or install 80mm globe valve with renewable disk, screwed ends, connect to pipework, turn water off/on, drain down/refill, adjust pipework, test, remove waste and debris. | Globe Valve:Renew or install 80mm globe valve with renewable disk, screwed ends, connected to any type of pipework including locate supply, turn water off/on, drain down/refill, adjust pipework as necessary and test, and remove waste and debris. | 673.5024
PL130917 | New v8 | R | GLOBE VALVE:RENEW 100MM |  | Mechanical Services | Stopcocks and Valves | Globe Valve | NO | 697.9105 | Globe Valve:Renew or install 100mm globe valve with renewable disk, screwed ends, connect to pipework, turn water off/on, drain down/refill, adjust pipework, test, remove waste and debris. | Globe Valve:Renew or install 100mm globe valve with renewable disk, screwed ends, connected to any type of pipework including locate supply, turn water off/on, drain down/refill, adjust pipework as necessary and test, and remove waste and debris. | 697.9105
PL130919 | New v8 | R | GLOBE VALVE:RENEW 125MM |  | Mechanical Services | Stopcocks and Valves | Globe Valve | NO | 1249.0502 | Globe Valve:Renew or install 125mm globe valve with renewable disk, screwed ends, connect to pipework, turn water off/on, drain down/refill, adjust pipework, test, remove waste and debris. | Globe Valve:Renew or install 125mm globe valve with renewable disk, screwed ends, connected to any type of pipework including locate supply, turn water off/on, drain down/refill, adjust pipework as necessary and test, and remove waste and debris. | 1249.0502
PL130921 | New v8 | R | GLOBE VALVE:RENEW 150MM |  | Mechanical Services | Stopcocks and Valves | Globe Valve | NO | 1439.908 | Globe Valve:Renew or install 150mm globe valve with renewable disk, screwed ends, connect to pipework, turn water off/on, drain down/refill, adjust pipework, test, remove waste and debris. | Globe Valve:Renew or install 150mm globe valve with renewable disk, screwed ends, connected to any type of pipework including locate supply, turn water off/on, drain down/refill, adjust pipework as necessary and test, and remove waste and debris. | 1439.908
PL131101 | New v8 | R | COMMISSIONING VALVE:RENEW 15MM |  | Mechanical Services | Stopcocks and Valves | Commissioning Valves | NO | 131.1796 | Slide Valve:Renew or install 15mm double regulating valve, screwed ends, to any type of pipework, locate supply, turn water off/on, drain down/refill, adjust pipework, test, remove waste and debris. | Slide Valve:Renew or install 15mm double regulating valve, screwed ends, connected to any type of pipework including locate supply, turn water off/on, drain down/refill, adjust pipework as necessary and test, and remove waste and debris. | 131.1796
PL131103 | New v8 | R | COMMISSIONING VALVE:RENEW 20MM |  | Mechanical Services | Stopcocks and Valves | Commissioning Valves | NO | 169.1929 | Slide Valve:Renew or install 20mm double regulating valve, screwed ends, to any type of pipework, locate supply, turn water off/on, drain down/refill, adjust pipework, test, remove waste and debris. | Slide Valve:Renew or install 20mm double regulating valve, screwed ends, connected to any type of pipework including locate supply, turn water off/on, drain down/refill, adjust pipework as necessary and test, and remove waste and debris. | 169.1929
PL131105 | New v8 | R | COMMISSIONING VALVE:RENEW 25MM |  | Mechanical Services | Stopcocks and Valves | Commissioning Valves | NO | 219.5965 | Slide Valve:Renew or install 25mm double regulating valve, screwed ends, to any type of pipework, locate supply, turn water off/on, drain down/refill, adjust pipework, test, remove waste and debris. | Slide Valve:Renew or install 25mm double regulating valve, screwed ends, connected to any type of pipework including locate supply, turn water off/on, drain down/refill, adjust pipework as necessary and test, and remove waste and debris. | 219.5965
PL131107 | New v8 | R | COMMISSIONING VALVE:RENEW 32MM |  | Mechanical Services | Stopcocks and Valves | Commissioning Valves | NO | 237.7196 | Slide Valve:Renew or install 32mm double regulating valve, screwed ends, to any type of pipework, locate supply, turn water off/on, drain down/refill, adjust pipework, test, remove waste and debris. | Slide Valve:Renew or install 32mm double regulating valve, screwed ends, connected to any type of pipework including locate supply, turn water off/on, drain down/refill, adjust pipework as necessary and test, and remove waste and debris. | 237.7196
PL131109 | New v8 | R | COMMISSIONING VALVE:RENEW 40MM |  | Mechanical Services | Stopcocks and Valves | Commissioning Valves | NO | 299.862 | Slide Valve:Renew or install 40mm double regulating valve, screwed ends, to any type of pipework, locate supply, turn water off/on, drain down/refill, adjust pipework, test, remove waste and debris. | Slide Valve:Renew or install 40mm double regulating valve, screwed ends, connected to any type of pipework including locate supply, turn water off/on, drain down/refill, adjust pipework as necessary and test, and remove waste and debris. | 299.862
PL131111 | New v8 | R | COMMISSIONING VALVE:RENEW 50MM |  | Mechanical Services | Stopcocks and Valves | Commissioning Valves | NO | 379.7534 | Slide Valve:Renew or install 50mm double regulating valve, screwed ends, to any type of pipework, locate supply, turn water off/on, drain down/refill, adjust pipework, test, remove waste and debris. | Slide Valve:Renew or install 50mm double regulating valve, screwed ends, connected to any type of pipework including locate supply, turn water off/on, drain down/refill, adjust pipework as necessary and test, and remove waste and debris. | 379.7534
PL131113 | New v8 | R | COMMISSIONING VALVE:RENEW 65MM |  | Mechanical Services | Stopcocks and Valves | Commissioning Valves | NO | 427.3229 | Slide Valve:Renew or install 65mm double regulating valve, screwed ends, to any type of pipework, locate supply, turn water off/on, drain down/refill, adjust pipework, test, remove waste and debris. | Slide Valve:Renew or install 65mm double regulating valve, screwed ends, connected to any type of pipework including locate supply, turn water off/on, drain down/refill, adjust pipework as necessary and test, and remove waste and debris. | 427.3229
PL131115 | New v8 | R | COMMISSIONING VALVE:RENEW 80MM |  | Mechanical Services | Stopcocks and Valves | Commissioning Valves | NO | 646.9844 | Slide Valve:Renew or install 80mm double regulating valve, screwed ends, to any type of pipework, locate supply, turn water off/on, drain down/refill, adjust pipework, test, remove waste and debris. | Slide Valve:Renew or install 80mm double regulating valve, screwed ends, connected to any type of pipework including locate supply, turn water off/on, drain down/refill, adjust pipework as necessary and test, and remove waste and debris. | 646.9844
PL131117 | New v8 | R | COMMISSIONING VALVE:RENEW 100MM |  | Mechanical Services | Stopcocks and Valves | Commissioning Valves | NO | 860.1565 | Slide Valve:Renew or install 100mm double regulating valve, screwed ends, to any type of pipework, locate supply, turn water off/on, drain down/refill, adjust pipework, test, remove waste and debris. | Slide Valve:Renew or install 100mm double regulating valve, screwed ends, connected to any type of pipework including locate supply, turn water off/on, drain down/refill, adjust pipework as necessary and test, and remove waste and debris. | 860.1565
PL131119 | New v8 | R | COMMISSIONING VALVE:RENEW 125MM |  | Mechanical Services | Stopcocks and Valves | Commissioning Valves | NO | 1242.722 | Slide Valve:Renew or install 125mm double regulating valve, screwed ends, to any type of pipework, locate supply, turn water off/on, drain down/refill, adjust pipework, test, remove waste and debris. | Slide Valve:Renew or install 125mm double regulating valve, screwed ends, connected to any type of pipework including locate supply, turn water off/on, drain down/refill, adjust pipework as necessary and test, and remove waste and debris. | 1242.722
PL131121 | New v8 | R | COMMISSIONING VALVE:RENEW 150MM |  | Mechanical Services | Stopcocks and Valves | Commissioning Valves | NO | 1895.2507 | Slide Valve:Renew or install 150mm double regulating valve, screwed ends, to any type of pipework, locate supply, turn water off/on, drain down/refill, adjust pipework, test, remove waste and debris. | Slide Valve:Renew or install 150mm double regulating valve, screwed ends, connected to any type of pipework including locate supply, turn water off/on, drain down/refill, adjust pipework as necessary and test, and remove waste and debris. | 1895.2507
PL131201 | New v8 | R | SAFETY/RELIEF VALVE:RENEW 15MM |  | Mechanical Services | Stopcocks and Valves | Safety/Relief Valves | NO | 205.6852 | Safety/Relief Valve:Renew or install 15mm spring safety valve with side outlet, blow off pressure upto 5 bar, screwed ends, connect to pipework, drain down/refill, adjust pipework, and test. | Safety/Relief Valve:Renew or install 15mm spring safety valve with side outlet, blow off pressure upto 5 bar, screwed ends, connected to any type of pipework including locate supply, turn water off/on, drain down/refill, adjust pipework as necessary and test, and remove waste and debris. | 205.6852
PL131203 | New v8 | R | SAFETY/RELIEF VALVE:RENEW 20MM |  | Mechanical Services | Stopcocks and Valves | Safety/Relief Valves | NO | 240.2587 | Safety/Relief Valve:Renew or install 20mm spring safety valve with side outlet, blow off pressure upto 5 bar, screwed ends, connect to pipework, drain down/refill, adjust pipework, and test. | Safety/Relief Valve:Renew or install 20mm spring safety valve with side outlet, blow off pressure upto 5 bar, screwed ends, connected to any type of pipework including locate supply, turn water off/on, drain down/refill, adjust pipework as necessary and test, and remove waste and debris. | 240.2587
PL131205 | New v8 | R | SAFETY/RELIEF VALVE:RENEW 25MM |  | Mechanical Services | Stopcocks and Valves | Safety/Relief Valves | NO | 306.9019 | Safety/Relief Valve:Renew or install 25mm spring safety valve with side outlet, blow off pressure upto 5 bar, screwed ends, connect to pipework, drain down/refill, adjust pipework, and test. | Safety/Relief Valve:Renew or install 25mm spring safety valve with side outlet, blow off pressure upto 5 bar, screwed ends, connected to any type of pipework including locate supply, turn water off/on, drain down/refill, adjust pipework as necessary and test, and remove waste and debris. | 306.9019
PL131207 | New v8 | R | SAFETY/RELIEF VALVE:RENEW 32MM |  | Mechanical Services | Stopcocks and Valves | Safety/Relief Valves | NO | 384.6365 | Safety/Relief Valve:Renew or install 32mm spring safety valve with side outlet, blow off pressure upto 5 bar, screwed ends, connect to pipework, drain down/refill, adjust pipework, and test. | Safety/Relief Valve:Renew or install 32mm spring safety valve with side outlet, blow off pressure upto 5 bar, screwed ends, connected to any type of pipework including locate supply, turn water off/on, drain down/refill, adjust pipework as necessary and test, and remove waste and debris. | 384.6365
PL131209 | New v8 | R | SAFETY/RELIEF VALVE:RENEW 40MM |  | Mechanical Services | Stopcocks and Valves | Safety/Relief Valves | NO | 557.8119 | Safety/Relief Valve:Renew or install 40mm spring safety valve with side outlet, blow off pressure upto 5 bar, screwed ends, connect to pipework, drain down/refill, adjust pipework, and test. | Safety/Relief Valve:Renew or install 40mm spring safety valve with side outlet, blow off pressure upto 5 bar, screwed ends, connected to any type of pipework including locate supply, turn water off/on, drain down/refill, adjust pipework as necessary and test, and remove waste and debris. | 557.8119
PL131211 | New v8 | R | SAFETY/RELIEF VALVE:RENEW 50MM |  | Mechanical Services | Stopcocks and Valves | Safety/Relief Valves | NO | 696.7415 | Safety/Relief Valve:Renew or install 50mm spring safety valve with side outlet, blow off pressure upto 5 bar, screwed ends, connect to pipework, drain down/refill, adjust pipework, and test. | Safety/Relief Valve:Renew or install 50mm spring safety valve with side outlet, blow off pressure upto 5 bar, screwed ends, connected to any type of pipework including locate supply, turn water off/on, drain down/refill, adjust pipework as necessary and test, and remove waste and debris. | 696.7415
PL131213 | New v8 | R | SAFETY/RELIEF VALVE:RENEW 65MM |  | Mechanical Services | Stopcocks and Valves | Safety/Relief Valves | NO | 1619.772 | Safety/Relief Valve:Renew or install 65mm spring safety valve with side outlet, blow off pressure upto 5 bar, screwed ends, connect to pipework, drain down/refill, adjust pipework, and test. | Safety/Relief Valve:Renew or install 65mm spring safety valve with side outlet, blow off pressure upto 5 bar, screwed ends, connected to any type of pipework including locate supply, turn water off/on, drain down/refill, adjust pipework as necessary and test, and remove waste and debris. | 1619.772
PL131215 | New v8 | R | SAFETY/RELIEF VALVE:RENEW 80MM |  | Mechanical Services | Stopcocks and Valves | Safety/Relief Valves | NO | 2053.0725 | Safety/Relief Valve:Renew or install 80mm spring safety valve with side outlet, blow off pressure upto 5 bar, screwed ends, connect to pipework, drain down/refill, adjust pipework, and test. | Safety/Relief Valve:Renew or install 80mm spring safety valve with side outlet, blow off pressure upto 5 bar, screwed ends, connected to any type of pipework including locate supply, turn water off/on, drain down/refill, adjust pipework as necessary and test, and remove waste and debris. | 2053.0725
PL131217 | New v8 | R | SAFETY/RELIEF VALVE:RENEW 100MM |  | Mechanical Services | Stopcocks and Valves | Safety/Relief Valves | NO | 2572.9501 | Safety/Relief Valve:Renew or install 100mm spring safety valve with side outlet, blow off pressure upto 5 bar, screwed ends, connect to pipework, drain down/refill, adjust pipework, and test. | Safety/Relief Valve:Renew or install 100mm spring safety valve with side outlet, blow off pressure upto 5 bar, screwed ends, connected to any type of pipework including locate supply, turn water off/on, drain down/refill, adjust pipework as necessary and test, and remove waste and debris. | 2572.9501
PL131219 | New v8 | R | SAFETY/RELIEF VALVE:RENEW 125MM |  | Mechanical Services | Stopcocks and Valves | Safety/Relief Valves | NO | 3387.5989 | Safety/Relief Valve:Renew or install 125mm spring safety valve with side outlet, blow off pressure upto 5 bar, screwed ends, connect to pipework, drain down/refill, adjust pipework, and test. | Safety/Relief Valve:Renew or install 125mm spring safety valve with side outlet, blow off pressure upto 5 bar, screwed ends, connected to any type of pipework including locate supply, turn water off/on, drain down/refill, adjust pipework as necessary and test, and remove waste and debris. | 3387.5989
PL131221 | New v8 | R | SAFETY/RELIEF VALVE:RENEW 150MM |  | Mechanical Services | Stopcocks and Valves | Safety/Relief Valves | NO | 4862.1953 | Safety/Relief Valve:Renew or install 150mm spring safety valve with side outlet, blow off pressure upto 5 bar, screwed ends, connect to pipework, drain down/refill, adjust pipework, and test. | Safety/Relief Valve:Renew or install 150mm spring safety valve with side outlet, blow off pressure upto 5 bar, screwed ends, connected to any type of pipework including locate supply, turn water off/on, drain down/refill, adjust pipework as necessary and test, and remove waste and debris. | 4862.1953
PL131301 | New v8 | R | PRESSURE REDUCING VALVE:RENEW 15MM |  | Mechanical Services | Stopcocks and Valves | Pressure Reducing Valves | NO | 114.7762 | Pressure Reducing Valve:Renew or install 15mm pressure reducing valve upto 17 bar 230oC, to any type of pipework, locate supply, turn water off/on, drain down/refill, test, remove waste and debris. | Pressure Reducing Valve:Renew or install 15mm pressure reducing valve upto 17 bar 230 degrees centigrade, screwed ends, connected to any type of pipework including locate supply, turn water off/on, drain down/refill, adjust pipework as necessary and test, and remove waste and debris. | 114.7762
PL131303 | New v8 | R | PRESSURE REDUCING VALVE:RENEW 20MM |  | Mechanical Services | Stopcocks and Valves | Pressure Reducing Valves | NO | 114.7762 | Pressure Reducing Valve:Renew or install 20mm pressure reducing valve upto 17 bar 230oC, to any type of pipework, locate supply, turn water off/on, drain down/refill, test, remove waste and debris. | Pressure Reducing Valve:Renew or install 20mm pressure reducing valve upto 17 bar 230 degrees centigrade, screwed ends, connected to any type of pipework including locate supply, turn water off/on, drain down/refill, adjust pipework as necessary and test, and remove waste and debris. | 114.7762
PL131305 | New v8 | R | PRESSURE REDUCING VALVE:RENEW 25MM |  | Mechanical Services | Stopcocks and Valves | Pressure Reducing Valves | NO | 133.5079 | Pressure Reducing Valve:Renew or install 25mm pressure reducing valve upto 17 bar 230oC, to any type of pipework, locate supply, turn water off/on, drain down/refill, test, remove waste and debris. | Pressure Reducing Valve:Renew or install 25mm pressure reducing valve upto 17 bar 230 degrees centigrade, screwed ends, connected to any type of pipework including locate supply, turn water off/on, drain down/refill, adjust pipework as necessary and test, and remove waste and debris. | 133.5079
PL131307 | New v8 | R | PRESSURE REDUCING VALVE:RENEW 32MM |  | Mechanical Services | Stopcocks and Valves | Pressure Reducing Valves | NO | 173.9195 | Pressure Reducing Valve:Renew or install 32mm pressure reducing valve upto 17 bar 230oC, to any type of pipework, locate supply, turn water off/on, drain down/refill, test, remove waste and debris. | Pressure Reducing Valve:Renew or install 32mm pressure reducing valve upto 17 bar 230 degrees centigrade, screwed ends, connected to any type of pipework including locate supply, turn water off/on, drain down/refill, adjust pipework as necessary and test, and remove waste and debris. | 173.9195
PL131309 | New v8 | R | PRESSURE REDUCING VALVE:RENEW 40MM |  | Mechanical Services | Stopcocks and Valves | Pressure Reducing Valves | NO | 290.3031 | Pressure Reducing Valve:Renew or install 40mm pressure reducing valve upto 17 bar 230oC, to any type of pipework, locate supply, turn water off/on, drain down/refill, test, remove waste and debris. | Pressure Reducing Valve:Renew or install 40mm pressure reducing valve upto 17 bar 230 degrees centigrade, screwed ends, connected to any type of pipework including locate supply, turn water off/on, drain down/refill, adjust pipework as necessary and test, and remove waste and debris. | 290.3031
PL131311 | New v8 | R | PRESSURE REDUCING VALVE:RENEW 50MM |  | Mechanical Services | Stopcocks and Valves | Pressure Reducing Valves | NO | 380.7479 | Pressure Reducing Valve:Renew or install 50mm pressure reducing valve upto 17 bar 230oC, to any type of pipework, locate supply, turn water off/on, drain down/refill, test, remove waste and debris. | Pressure Reducing Valve:Renew or install 50mm pressure reducing valve upto 17 bar 230 degrees centigrade, screwed ends, connected to any type of pipework including locate supply, turn water off/on, drain down/refill, adjust pipework as necessary and test, and remove waste and debris. | 380.7479
PL131313 | New v8 | R | PRESSURE REDUCING VALVE:RENEW 65MM |  | Mechanical Services | Stopcocks and Valves | Pressure Reducing Valves | NO | 436.7776 | Pressure Reducing Valve:Renew or install 65mm pressure reducing valve upto 17 bar 230oC, to any type of pipework, locate supply, turn water off/on, drain down/refill, test, remove waste and debris. | Pressure Reducing Valve:Renew or install 65mm pressure reducing valve upto 17 bar 230 degrees centigrade, screwed ends, connected to any type of pipework including locate supply, turn water off/on, drain down/refill, adjust pipework as necessary and test, and remove waste and debris. | 436.7776
PL131315 | New v8 | R | PRESSURE REDUCING VALVE:RENEW 80MM |  | Mechanical Services | Stopcocks and Valves | Pressure Reducing Valves | NO | 563.0696 | Pressure Reducing Valve:Renew or install 80mm pressure reducing valve upto 17 bar 230oC, to any type of pipework, locate supply, turn water off/on, drain down/refill, test, remove waste and debris. | Pressure Reducing Valve:Renew or install 80mm pressure reducing valve upto 17 bar 230 degrees centigrade, screwed ends, connected to any type of pipework including locate supply, turn water off/on, drain down/refill, adjust pipework as necessary and test, and remove waste and debris. | 563.0696
PL131317 | New v8 | R | PRESSURE REDUCING VALVE:RENEW 100MM |  | Mechanical Services | Stopcocks and Valves | Pressure Reducing Valves | NO | 686.4772 | Pressure Reducing Valve:Renew or install 100mm pressure reducing valve upto 17 bar 230oC, to any type of pipework, locate supply, turn water off/on, drain down/refill, test, remove waste and debris. | Pressure Reducing Valve:Renew or install 100mm pressure reducing valve upto 17 bar 230 degrees centigrade, screwed ends, connected to any type of pipework including locate supply, turn water off/on, drain down/refill, adjust pipework as necessary and test, and remove waste and debris. | 686.4772
PL131319 | New v8 | R | PRESSURE REDUCING VALVE:RENEW 125MM |  | Mechanical Services | Stopcocks and Valves | Pressure Reducing Valves | NO | 826.5487 | Pressure Reducing Valve:Renew or install 125mm pressure reducing valve upto 17 bar 230oC, to any type of pipework, locate supply, turn water off/on, drain down/refill, test, remove waste and debris. | Pressure Reducing Valve:Renew or install 125mm pressure reducing valve upto 17 bar 230 degrees centigrade, screwed ends, connected to any type of pipework including locate supply, turn water off/on, drain down/refill, adjust pipework as necessary and test, and remove waste and debris. | 826.5487
PL131321 | New v8 | R | PRESSURE REDUCING VALVE:RENEW 150MM |  | Mechanical Services | Stopcocks and Valves | Pressure Reducing Valves | NO | 990.8882 | Pressure Reducing Valve:Renew or install 150mm pressure reducing valve upto 17 bar 230oC, to any type of pipework, locate supply, turn water off/on, drain down/refill, test, remove waste and debris. | Pressure Reducing Valve:Renew or install 150mm pressure reducing valve upto 17 bar 230 degrees centigrade, screwed ends, connected to any type of pipework including locate supply, turn water off/on, drain down/refill, adjust pipework as necessary and test, and remove waste and debris. | 990.8882
PL131401 | New v8 | R | AIR VALVE:RENEW 15MM 7 BAR 93 DEG |  | Mechanical Services | Stopcocks and Valves | Air Valves | NO | 110.3028 | Air Valve:Renew or install 15mm automatic air vent for pressure upto 7 bar 93oC, screwed ends, any type of pipework, locate supply, turn off+on, adjust pipework, test, remove waste and debris. | Air Valve:Renew or install 15mm automatic air vent for pressure upto 7 bar 93oC, screwed ends, connected to any type of pipework including locate supply and turn off and on, adjust pipework as necessary and test, and remove waste and debris. | 110.3028
PL131403 | New v8 | R | AIR VALVE:RENEW 15MM 7 BAR 149 DEG |  | Mechanical Services | Stopcocks and Valves | Air Valves | NO | 146.9823 | Air Valve:Renew or install 15mm automatic air vent for pressure upto 7 bar 149oC, screwed ends, connect to pipework, turn supply off+on, adjust pipework and and test, and remove waste and debris. | Air Valve:Renew or install 15mm automatic air vent for pressure upto 7 bar 149oC, screwed ends, connected to any type of pipework including locate supply and turn off and on, adjust pipework as necessary and test, and remove waste and debris. | 146.9823
PL131405 | New v8 | R | AIR VALVE:RENEW 15MM 17 BAR 204 DEG |  | Mechanical Services | Stopcocks and Valves | Air Valves | NO | 223.1336 | Air Valve:Renew or install 15mm automatic air vent for pressure upto 17 bar 204oC, screwed ends, any type of pipework, locate supply, turn off+on, adjust pipework, test, remove waste and debris. | Air Valve:Renew or install 15mm automatic air vent for pressure upto 17 bar 204oC, screwed ends, connected to any type of pipework including locate supply and turn off and on, adjust pipework as necessary and test, and remove waste and debris. | 223.1336
PL131407 | New v8 | R | AIR VALVE:RENEW 15MM - ISOLATING VALVE |  | Mechanical Services | Stopcocks and Valves | Air Valves | NO | 41.2375 | Air Valve:Renew or install 15mm automatic air vent for pressure upto 7 bar 93oC, lockshield isolating valve, any type of pipe, locate supply, turn off+on, adjust pipework, test, remove waste debris. | Air Valve:Renew or install 15mm automatic air vent for pressure upto 7 bar 93oC, screwed ends and lockhead isolating valve, connected to any type of pipework including locate supply and turn off and on, adjust pipework as necessary and test, and remove waste and debris. | 41.2375
PL131501 | New v8 | R | NON BACKFLOW VALVE:RENEW 15MM |  | Mechanical Services | Stopcocks and Valves | Non Backflow Valves | NO | 41.5576 | Non Backflow Valve:Renew or install 15mm non backflow valve, connected to any type of pipework including locate supply and turn off/on, adjust pipework as necessary and test, remove waste and debris. | Non Backflow Valve:Renew or install 15mm non backflow valve, connected to any type of pipework including locate supply and turn off/on, adjust pipework as necessary and test, and remove waste and debris. | 41.5576
PL131503 | New v8 | R | NON BACKFLOW VALVE:RENEW 20MM |  | Mechanical Services | Stopcocks and Valves | Non Backflow Valves | NO | 41.5576 | Non Backflow Valve:Renew or install 20mm non backflow valve, connected to any type of pipework including locate supply and turn off/on, adjust pipework as necessary and test, remove waste and debris. | Non Backflow Valve:Renew or install 20mm non backflow valve, connected to any type of pipework including locate supply and turn off/on, adjust pipework as necessary and test, and remove waste and debris. | 41.5576
PL131505 | New v8 | R | NON BACKFLOW VALVE:RENEW 25MM |  | Mechanical Services | Stopcocks and Valves | Non Backflow Valves | NO | 50.5081 | Non Backflow Valve:Renew or install 25mm non backflow valve, connected to any type of pipework including locate supply and turn off/on, adjust pipework as necessary and test, remove waste and debris. | Non Backflow Valve:Renew or install 25mm non backflow valve, connected to any type of pipework including locate supply and turn off/on, adjust pipework as necessary and test, and remove waste and debris. | 50.5081
PL131507 | New v8 | R | NON BACKFLOW VALVE:RENEW 32MM |  | Mechanical Services | Stopcocks and Valves | Non Backflow Valves | NO | 69.3449 | Non Backflow Valve:Renew or install 32mm non backflow valve, connected to any type of pipework including locate supply and turn off/on, adjust pipework as necessary and test, remove waste and debris. | Non Backflow Valve:Renew or install 32mm non backflow valve, connected to any type of pipework including locate supply and turn off/on, adjust pipework as necessary and test, and remove waste and debris. | 69.3449
PL131509 | New v8 | R | NON BACKFLOW VALVE:RENEW 40MM |  | Mechanical Services | Stopcocks and Valves | Non Backflow Valves | NO | 126.1638 | Non Backflow Valve:Renew or install 40mm non backflow valve, connected to any type of pipework including locate supply and turn off/on, adjust pipework as necessary and test, remove waste and debris. | Non Backflow Valve:Renew or install 40mm non backflow valve, connected to any type of pipework including locate supply and turn off/on, adjust pipework as necessary and test, and remove waste and debris. | 126.1638
PL131511 | New v8 | R | NON BACKFLOW VALVE:RENEW 50MM |  | Mechanical Services | Stopcocks and Valves | Non Backflow Valves | NO | 163.8416 | Non Backflow Valve:Renew or install 50mm non backflow valve, connected to any type of pipework including locate supply and turn off/on, adjust pipework as necessary and test, remove waste and debris. | Non Backflow Valve:Renew or install 50mm non backflow valve, connected to any type of pipework including locate supply and turn off/on, adjust pipework as necessary and test, and remove waste and debris. | 163.8416
PL131513 | New v8 | R | NON BACKFLOW VALVE:RENEW 65MM |  | Mechanical Services | Stopcocks and Valves | Non Backflow Valves | NO | 188.5376 | Non Backflow Valve:Renew or install 65mm non backflow valve, connected to any type of pipework including locate supply and turn off/on, adjust pipework as necessary and test, remove waste and debris. | Non Backflow Valve:Renew or install 65mm non backflow valve, connected to any type of pipework including locate supply and turn off/on, adjust pipework as necessary and test, and remove waste and debris. | 188.5376
PL131515 | New v8 | R | NON BACKFLOW VALVE:RENEW 80MM |  | Mechanical Services | Stopcocks and Valves | Non Backflow Valves | NO | 219.5554 | Non Backflow Valve:Renew or install 80mm non backflow valve, connected to any type of pipework including locate supply and turn off/on, adjust pipework as necessary and test, remove waste and debris. | Non Backflow Valve:Renew or install 80mm non backflow valve, connected to any type of pipework including locate supply and turn off/on, adjust pipework as necessary and test, and remove waste and debris. | 219.5554
PL131517 | New v8 | R | NON BACKFLOW VALVE:RENEW 100MM |  | Mechanical Services | Stopcocks and Valves | Non Backflow Valves | NO | 323.4215 | Non Backflow Valve:Renew or install 100mm non backflow valve, connected to any type of pipework including locate supply and turn off/on, adjust pipework as necessary and test, remove waste and debris. | Non Backflow Valve:Renew or install 100mm non backflow valve, connected to any type of pipework including locate supply and turn off/on, adjust pipework as necessary and test, and remove waste and debris. | 323.4215
PL131519 | New v8 | R | NON BACKFLOW VALVE:RENEW 125MM |  | Mechanical Services | Stopcocks and Valves | Non Backflow Valves | NO | 431.6461 | Non Backflow Valve:Renew or install 125mm non backflow valve, connected to any type of pipework including locate supply and turn off/on, adjust pipework as necessary and test, remove waste and debris. | Non Backflow Valve:Renew or install 125mm non backflow valve, connected to any type of pipework including locate supply and turn off/on, adjust pipework as necessary and test, and remove waste and debris. | 431.6461
PL131521 | New v8 | R | NON BACKFLOW VALVE:RENEW 150MM |  | Mechanical Services | Stopcocks and Valves | Non Backflow Valves | NO | 639.2532 | Non Backflow Valve:Renew or install 150mm non backflow valve, connected to any type of pipework including locate supply and turn off/on, adjust pipework as necessary and test, remove waste and debris. | Non Backflow Valve:Renew or install 150mm non backflow valve, connected to any type of pipework including locate supply and turn off/on, adjust pipework as necessary and test, and remove waste and debris. | 639.2532
PL131701 | New v8 | R | NON RETURN VALVE:RENEW 15MM |  | Mechanical Services | Stopcocks and Valves | Non Return Valves | NO | 47.5831 | Non Return Valve:Renew or install 15mm BSPT non return valve, connected to any type of pipework including locate supply and turn off/on, adjust pipework as necessary and test, remove waste and debris. | Non Return Valve:Renew or install 15mm BSPT non return valve, connected to any type of pipework including locate supply and turn off/on, adjust pipework as necessary and test, and remove waste and debris. | 47.5831
PL131703 | New v8 | R | NON RETURN VALVE:RENEW 20MM |  | Mechanical Services | Stopcocks and Valves | Non Return Valves | NO | 38.6326 | Non Return Valve:Renew or install 20mm BSPT non return valve, connected to any type of pipework including locate supply and turn off/on, adjust pipework as necessary and test, remove waste and debris. | Non Return Valve:Renew or install 20mm BSPT non return valve, connected to any type of pipework including locate supply and turn off/on, adjust pipework as necessary and test, and remove waste and debris. | 38.6326
PL131705 | New v8 | R | NON RETURN VALVE:RENEW 25MM |  | Mechanical Services | Stopcocks and Valves | Non Return Valves | NO | 60.6714 | Non Return Valve:Renew or install 25mm BSPT non return valve, connected to any type of pipework including locate supply and turn off/on, adjust pipework as necessary and test, remove waste and debris. | Non Return Valve:Renew or install 25mm BSPT non return valve, connected to any type of pipework including locate supply and turn off/on, adjust pipework as necessary and test, and remove waste and debris. | 60.6714
PL131801 | New v8 | R | AUTOMATIC AIR VENT:RENEW 15MM |  | Mechanical Services | Stopcocks and Valves | "Spirotop" Automatic Air Vents | NO | 30.2441 | Automatic Air Vent:Renew or install 15mm BSP Spirotop automatic air vent, connected to any type of pipework including locate supply and turn off+on, adjust pipework, test and remove waste and debris. | Automatic Air Vent:Renew or install 15mm BSP Spirotop automatic air vent, connected to any type of pipework including locate supply and turn off and on, adjust pipework as necessary and test, and remove waste and debris. | 30.2441
PL131803 | New v8 | R | AUTOMATIC AIR VENT:RENEW 20MM |  | Mechanical Services | Stopcocks and Valves | "Spirotop" Automatic Air Vents | NO | 32.8532 | Automatic Air Vent:Renew or install 20mm BSP Spirotop automatic air vent, connected to any type of pipework including locate supply and turn off+on, adjust pipework, test and remove waste and debris. | Automatic Air Vent:Renew or install 20mm BSP Spirotop automatic air vent, connected to any type of pipework including locate supply and turn off and on, adjust pipework as necessary and test, and remove waste and debris. | 32.8532
PL131901 | New v8 | R | ISOLATING VALVE:RENEW/INSTALL 22MM DIAMETER UPVC |  | Mechanical Services | Stopcocks and Valves | UPVC Isolating Valves with Union | NO | 38.9836 | Isolating Valve:Renew or install 22mm diameter UPVC isolating valve with union connected to any type of pipework, test, and remove waste and debris. | Isolating Valve:Renew or install 22mm diameter UPVC isolating valve with union connected to any type of pipework, locate supply, turn water off/on, drain down/refill, adjust pipework, test, and remove waste and debris. | 38.9836
PL131903 | New v8 | R | ISOLATING VALVE:RENEW/INSTALL 25MM DIAMETER UPVC |  | Mechanical Services | Stopcocks and Valves | UPVC Isolating Valves with Union | NO | 39.5569 | Isolating Valve:Renew or install 25mm diameter UPVC isolating valve with union connected to any type of pipework, test, and remove waste and debris. | Isolating Valve:Renew or install 25mm diameter UPVC isolating valve with union connected to any type of pipework, locate supply, turn water off/on, drain down/refill, adjust pipework, test, and remove waste and debris. | 39.5569
PL131905 | New v8 | R | ISOLATING VALVE:RENEW/INSTALL 38MM DIAMETER UPVC |  | Mechanical Services | Stopcocks and Valves | UPVC Isolating Valves with Union | NO | 56.0186 | Isolating Valve:Renew or install 38mm diameter UPVC isolating valve with union connected to any type of pipework, test, and remove waste and debris. | Isolating Valve:Renew or install 38mm diameter UPVC isolating valve with union connected to any type of pipework, locate supply, turn water off/on, drain down/refill, adjust pipework, test, and remove waste and debris. | 56.0186
PL131907 | New v8 | R | ISOLATING VALVE:RENEW/INSTALL 50MM DIAMETER UPVC |  | Mechanical Services | Stopcocks and Valves | UPVC Isolating Valves with Union | NO | 71.4935 | Isolating Valve:Renew or install 50mm diameter UPVC isolating valve with union connected to any type of pipework, test, and remove waste and debris. | Isolating Valve:Renew or install 50mm diameter UPVC isolating valve with union connected to any type of pipework, locate supply, turn water off/on, drain down/refill, adjust pipework, test, and remove waste and debris. | 71.4935
PL131909 | New v8 | R | ISOLATING VALVE:RENEW/INSTALL 63MM DIAMETER UPVC |  | Mechanical Services | Stopcocks and Valves | UPVC Isolating Valves with Union | NO | 110.8671 | Isolating Valve:Renew or install 63mm diameter UPVC isolating valve with union connected to any type of pipework, test, and remove waste and debris. | Isolating Valve:Renew or install 63mm diameter UPVC isolating valve with union connected to any type of pipework, locate supply, turn water off/on, drain down/refill, adjust pipework, test, and remove waste and debris. | 110.8671
PL131911 | New v8 | R | ISOLATING VALVE:RENEW/INSTALL 75MM DIAMETER UPVC |  | Mechanical Services | Stopcocks and Valves | UPVC Isolating Valves with Union | NO | 237.7377 | Isolating Valve:Renew or install 75mm diameter UPVC isolating valve with union connected to any type of pipework, test, and remove waste and debris. | Isolating Valve:Renew or install 75mm diameter UPVC isolating valve with union connected to any type of pipework, locate supply, turn water off/on, drain down/refill, adjust pipework, test, and remove waste and debris. | 237.7377
PL131913 | New v8 | R | ISOLATING VALVE:RENEW/INSTALL 100MM DIAMETER UPVC |  | Mechanical Services | Stopcocks and Valves | UPVC Isolating Valves with Union | NO | 331.3192 | Isolating Valve:Renew or install 100mm diameter UPVC isolating valve with union connected to any type of pipework, test, and remove waste and debris. | Isolating Valve:Renew or install 100mm diameter UPVC isolating valve with union connected to any type of pipework, locate supply, turn water off/on, drain down/refill, adjust pipework, test, and remove waste and debris. | 331.3192
PL132001 | New v8 | R | GAUGE COCK:RENEW 3/8" |  | Mechanical Services | Stopcocks and Valves | Gauges and Thermometers | NO | 23.1305 | Gauge Cock:Renew or install Brannan Type 3/8" gauge cock, connected to any type of pipework including locate supply and turn off/on, adjust pipework as necessary and test, and remove waste and debris. | Gauge Cock:Renew or install Brannan Type 3/8" gauge cock, connected to any type of pipework including locate supply and turn off/on, adjust pipework as necessary and test, and remove waste and debris. | 23.1305
PL132003 | New v8 | R | GAUGE COCK:RENEW 1/2" |  | Mechanical Services | Stopcocks and Valves | Gauges and Thermometers | NO | 24.2069 | Gauge Cock:Renew or install Brannan Type 1/2" gauge cock, connected to any type of pipework including locate supply and turn off/on, adjust pipework as necessary and test, and remove waste and debris. | Gauge Cock:Renew or install Brannan Type 1/2" gauge cock, connected to any type of pipework including locate supply and turn off/on, adjust pipework as necessary and test, and remove waste and debris. | 24.2069
PL132005 | New v8 | R | ALTITUDE GAUGE:RENEW |  | Mechanical Services | Stopcocks and Valves | Gauges and Thermometers | NO | 24.2069 | Altitude Gauge:Renew or install Brannan Type 4" dial altitude gauge, connected to any type of pipework including locate supply and turn off/on, adjust pipework and test, and remove waste and debris. | Altitude Gauge:Renew or install Brannan Type 4" dial altitude gauge, connected to any type of pipework including locate supply and turn off and on, adjust pipework as necessary and test, and remove waste and debris. | 24.2069
PL132101 | New v8 | R | 3 WAY VENT COCK:RENEW 20MM |  | Mechanical Services | Stopcocks and Valves | 3 Way Vent Cock | NO | 346.5064 | 3 Way Vent Cock:Renew or install 75mm three way vent cock, connected to any type of pipework including locate supply and turn off+on, adjust pipework as necessary and test, and remove waste and debris | 3 Way Vent Cock:Renew or install 20mm three way vent cock, connected to any type of pipework including locate supply and turn off and on, adjust pipework as necessary and test, and remove waste and debris. | 346.5064
PL132103 | New v8 | R | 3 WAY VENT COCK:RENEW 25MM |  | Mechanical Services | Stopcocks and Valves | 3 Way Vent Cock | NO | 437.4973 | 3 Way Vent Cock:Renew or install 25mm three way vent cock, connected to any type of pipework including locate supply and turn off+on, adjust pipework as necessary and test, and remove waste and debris | 3 Way Vent Cock:Renew or install 25mm three way vent cock, connected to any type of pipework including locate supply and turn off and on, adjust pipework as necessary and test, and remove waste and debris. | 437.4973
PL132105 | New v8 | R | 3 WAY VENT COCK:RENEW 32MM |  | Mechanical Services | Stopcocks and Valves | 3 Way Vent Cock | NO | 584.1215 | 3 Way Vent Cock:Renew or install 32mm three way vent cock, connected to any type of pipework including locate supply and turn off+on, adjust pipework as necessary and test, and remove waste and debris | 3 Way Vent Cock:Renew or install 32mm three way vent cock, connected to any type of pipework including locate supply and turn off and on, adjust pipework as necessary and test, and remove waste and debris. | 584.1215
PL132107 | New v8 | R | 3 WAY VENT COCK:RENEW 40MM |  | Mechanical Services | Stopcocks and Valves | 3 Way Vent Cock | NO | 728.554 | 3 Way Vent Cock:Renew or install 40mm three way vent cock, connected to any type of pipework including locate supply and turn off+on, adjust pipework as necessary and test, and remove waste and debris | 3 Way Vent Cock:Renew or install 40mm three way vent cock, connected to any type of pipework including locate supply and turn off and on, adjust pipework as necessary and test, and remove waste and debris. | 728.554
PL132109 | New v8 | R | 3 WAY VENT COCK:RENEW 50MM |  | Mechanical Services | Stopcocks and Valves | 3 Way Vent Cock | NO | 1040.1014 | 3 Way Vent Cock:Renew or install 50mm three way vent cock, connected to any type of pipework including locate supply and turn off+on, adjust pipework as necessary and test, and remove waste and debris | 3 Way Vent Cock:Renew or install 50mm three way vent cock, connected to any type of pipework including locate supply and turn off and on, adjust pipework as necessary and test, and remove waste and debris. | 1040.1014
PL132111 | New v8 | R | 3 WAY VENT COCK:RENEW 63MM |  | Mechanical Services | Stopcocks and Valves | 3 Way Vent Cock | NO | 1326.8949 | 3 Way Vent Cock:Renew or install 63mm three way vent cock, connected to any type of pipework including locate supply and turn off+on, adjust pipework as necessary and test, and remove waste and debris | 3 Way Vent Cock:Renew or install 63mm three way vent cock, connected to any type of pipework including locate supply and turn off and on, adjust pipework as necessary and test, and remove waste and debris. | 1326.8949
PL132301 | New v8 | R | TEMPERATURE GAUGE:RENEW |  | Mechanical Services | Stopcocks and Valves | Gauges and Thermometers | NO | 81.4316 | Temperature Gauge:Renew or install Brannen Type 4" dial temperature gauge, adjust pipework as necessary and test, and remove waste and debris. | Temperature Gauge:Renew or install Brannan Type 4" dial temperature gauge, connected to any type of pipework including locate supply and turn off/on, adjust pipework as necessary and test, and remove waste and debris. | 81.4316
PL132303 | New v8 | R | PRESSURE/TEMPERATURE GAUGE:RENEW |  | Mechanical Services | Stopcocks and Valves | Gauges and Thermometers | NO | 94.2665 | Pressure/Temperature Gauge:Renew or install Brannan Type 4" pressure/temperature gauge, connected to any type of pipework, test, and remove waste and debris. | Pressure/Temperature Gauge:Renew or install Brannan Type 4" dial pressure/temperature gauge, connected to any type of pipework including locate supply and turn off/on, adjust pipework as necessary and test, and remove waste and debris. | 94.2665
PL132307 | New v8 | R | TEMPERATURE GAUGE:RENEW 100MM WITH ISOLATION |  | Mechanical Services | Stopcocks and Valves | Gauges and Thermometers | NO | 120.7307 | Temperature Gauge:Renew or install 100mm dial temperature gauge, connected to any type pipework with isolation valves, incl locate supply + turn off/on, adjust pipework, test, remove waste + debris. | Temperature Gauge:Renew or install 100mm dial temperature gauge, connected to any type of pipework with isolation valves, including locate supply and turn off/on, adjust pipework as necessary and test, and remove waste and debris. | 120.7307
PL132309 | New v8 | R | WATER PRESSURE GAUGE:RENEW 100MM WITH ISOLATION |  | Mechanical Services | Stopcocks and Valves | Gauges and Thermometers | NO | 100.2908 | Water Pressure Gauge:Renew or install 100mm positive analogue dial water pressure gauge with isolation valves, connected to any type pipework, incl locate supply + turn off/on, remove waste + debris. | Water Pressure Gauge:Renew or install 100mm positive analogue dial water pressure gauge with isolation valves, connected to any type of pipework with isolation valves, including locate supply and turn off/on, adjust pipework as necessary and test, and remove waste and debris. | 100.2908
PL132400 |  | R | DRAINCOCK:RENEW NE 15MM DRAINCOCK |  | Mechanical Services | Stopcocks and Valves | Draincocks | NO | 11.4658 | Draincock:Renew ne 15mm copper to copper draincock on service pipework from tank or cylinder in conjunction with associated work or whilst system drained down. | Draincock:Renew ne 15mm copper to copper draincock on service pipework from tank or cylinder in conjunction with associated work or whilst system drained down. | 11.4658
PL132401 | New v8 | R | DRAINCOCK:RENEW NE 20MM GUNMETAL DRAINCOCK |  | Mechanical Services | Stopcocks and Valves | Draincocks | NO | 62.2483 | Draincock:Renew ne 22mm gunmetal draincock to any pipework on service pipework from tank, cylinder, boiler or water heater in conjunction with associated work or whilst system drained down. | Draincock:Renew ne 22mm gunmetal draincock to any pipework on service pipework from tank, cylinder, boiler or water heater in conjunction with associated work or whilst system drained down. | 62.2483
PL132403 | New v8 | R | DRAINCOCK:RENEW NE 25MM GUNMETAL DRAINCOCK |  | Mechanical Services | Stopcocks and Valves | Draincocks | NO | 126.89 | Draincock:Renew ne 25mm gunmetal draincock to any pipework on service pipework from tank, cylinder, boiler or water heater in conjunction with associated work or whilst system drained down. | Draincock:Renew ne 25mm gunmetal draincock to any pipework on service pipework from tank, cylinder, boiler or water heater in conjunction with associated work or whilst system drained down. | 126.89
PL132501 | New v8 | R | REGULATING VALVE:RENEW 15MM |  | Mechanical Services | Stopcocks and Valves | Regulating Valves | NO | 109.6048 | Regulating Valve:Renew or install 15mm regulating, screwed ends, connect to pipework, drain down/refill, adjust pipework, and test. | Regulating Valve:Renew or install 15mm flow regulating valve, screwed ends, connected to any type of pipework including locate supply, turn water off/on, drain down/refill, adjust pipework as necessary and test, and remove waste and debris. | 109.6048
PL132503 | New v8 | R | REGULATING VALVE:RENEW 22MM |  | Mechanical Services | Stopcocks and Valves | Regulating Valves | NO | 142.6924 | Regulating Valve:Renew or install 22mm regulating, screwed ends, connect to pipework, drain down/refill, adjust pipework, and test. | Regulating Valve:Renew or install 22mm flow regulating valve, screwed ends, connected to any type of pipework including locate supply, turn water off/on, drain down/refill, adjust pipework as necessary and test, and remove waste and debris. | 142.6924
PL132505 | New v8 | R | REGULATING VALVE:RENEW 28MM |  | Mechanical Services | Stopcocks and Valves | Regulating Valves | NO | 177.4882 | Regulating Valve:Renew or install 28mm regulating, screwed ends, connect to pipework, drain down/refill, adjust pipework, and test. | Regulating Valve:Renew or install 28mm flow regulating valve, screwed ends, connected to any type of pipework including locate supply, turn water off/on, drain down/refill, adjust pipework as necessary and test, and remove waste and debris. | 177.4882
PL132507 | New v8 | R | REGULATING VALVE:RENEW 35MM |  | Mechanical Services | Stopcocks and Valves | Regulating Valves | NO | 235.9061 | Regulating Valve:Renew or install 35mm regulating, screwed ends, connect to pipework, drain down/refill, adjust pipework, and test. | Regulating Valve:Renew or install 35mm flow regulating valve, screwed ends, connected to any type of pipework including locate supply, turn water off/on, drain down/refill, adjust pipework as necessary and test, and remove waste and debris. | 235.9061
PL132509 | New v8 | R | REGULATING VALVE:RENEW 42MM |  | Mechanical Services | Stopcocks and Valves | Regulating Valves | NO | 300.2949 | Regulating Valve:Renew or install 42mm regulating, screwed ends, connect to pipework, drain down/refill, adjust pipework, and test. | Regulating Valve:Renew or install 42mm flow regulating valve, screwed ends, connected to any type of pipework including locate supply, turn water off/on, drain down/refill, adjust pipework as necessary and test, and remove waste and debris. | 300.2949
PL132511 | New v8 | R | REGULATING VALVE:RENEW 54MM |  | Mechanical Services | Stopcocks and Valves | Regulating Valves | NO | 394.004 | Regulating Valve:Renew or install 54mm regulating, screwed ends, connect to pipework, drain down/refill, adjust pipework, and test. | Regulating Valve:Renew or install 54mm flow regulating valve, screwed ends, connected to any type of pipework including locate supply, turn water off/on, drain down/refill, adjust pipework as necessary and test, and remove waste and debris. | 394.004
PL132513 | New v8 | R | REGULATING VALVE:RENEW 65MM |  | Mechanical Services | Stopcocks and Valves | Regulating Valves | NO | 485.4804 | Regulating Valve:Renew or install 65mm regulating, screwed ends, connect to pipework, drain down/refill, adjust pipework, and test. | Regulating Valve:Renew or install 65mm flow regulating valve, screwed ends, connected to any type of pipework including locate supply, turn water off/on, drain down/refill, adjust pipework as necessary and test, and remove waste and debris. | 485.4804
PL132515 | New v8 | R | REGULATING VALVE:RENEW 80MM |  | Mechanical Services | Stopcocks and Valves | Regulating Valves | NO | 593.6496 | Regulating Valve:Renew or install 80mm regulating, screwed ends, connect to pipework, drain down/refill, adjust pipework, and test. | Regulating Valve:Renew or install 80mm flow regulating valve, screwed ends, connected to any type of pipework including locate supply, turn water off/on, drain down/refill, adjust pipework as necessary and test, and remove waste and debris. | 593.6496
PL132517 | New v8 | R | REGULATING VALVE:RENEW 100MM |  | Mechanical Services | Stopcocks and Valves | Regulating Valves | NO | 799.5694 | Regulating Valve:Renew or install 100mm regulating, screwed ends, connect to pipework, drain down/refill, adjust pipework, and test. | Regulating Valve:Renew or install 100mm flow regulating valve, screwed ends, connected to any type of pipework including locate supply, turn water off/on, drain down/refill, adjust pipework as necessary and test, and remove waste and debris. | 799.5694
PL132519 | New v8 | R | REGULATING VALVE:RENEW 125MM |  | Mechanical Services | Stopcocks and Valves | Regulating Valves | NO | 1144.744 | Regulating Valve:Renew or install 125mm regulating, screwed ends, connect to pipework, drain down/refill, adjust pipework, and test. | Regulating Valve:Renew or install 125mm flow regulating valve, screwed ends, connected to any type of pipework including locate supply, turn water off/on, drain down/refill, adjust pipework as necessary and test, and remove waste and debris. | 1144.744
PL132521 | New v8 | R | REGULATING VALVE:RENEW 150MM |  | Mechanical Services | Stopcocks and Valves | Regulating Valves | NO | 1485.6689 | Regulating Valve:Renew or install 150mm regulating, screwed ends, connect to pipework, drain down/refill, adjust pipework, and test. | Regulating Valve:Renew or install 150mm flow regulating valve, screwed ends, connected to any type of pipework including locate supply, turn water off/on, drain down/refill, adjust pipework as necessary and test, and remove waste and debris. | 1485.6689
PL132601 | New v8 | R | STRAINER:RENEW 15MM DIAMETER |  | Mechanical Services | Stopcocks and Valves | Strainers | NO | 32.1391 | Strainer:Renew 15mm strainer connected to any type of pipework including locate supply and turn water off/on, drain down/refill, adjust pipework as necessary and test and remove waste and debris. | Strainer:Renew 15mm strainer connected to any type of pipework including locate supply and turn water off/on, drain down/refill, adjust pipework as necessary and test and remove waste and debris. | 32.1391
PL132603 | New v8 | R | STRAINER:RENEW 20MM DIAMETER |  | Mechanical Services | Stopcocks and Valves | Strainers | NO | 36.1639 | Strainer:Renew 20mm strainer connected to any type of pipework including locate supply and turn water off/on, drain down/refill, adjust pipework as necessary and test and remove waste and debris. | Strainer:Renew 20mm strainer connected to any type of pipework including locate supply and turn water off/on, drain down/refill, adjust pipework as necessary and test and remove waste and debris. | 36.1639
PL132605 | New v8 | R | STRAINER:RENEW 32MM DIAMETER |  | Mechanical Services | Stopcocks and Valves | Strainers | NO | 57.7151 | Strainer:Renew 32mm strainer connected to any type of pipework including locate supply and turn water off/on, drain down/refill, adjust pipework as necessary and test and remove waste and debris. | Strainer:Renew 32mm strainer connected to any type of pipework including locate supply and turn water off/on, drain down/refill, adjust pipework as necessary and test and remove waste and debris. | 57.7151
PL132607 | New v8 | R | STRAINER:RENEW 40MM DIAMETER |  | Mechanical Services | Stopcocks and Valves | Strainers | NO | 76.5596 | Strainer:Renew 40mm strainer connected to any type of pipework including locate supply and turn water off/on, drain down/refill, adjust pipework as necessary and test and remove waste and debris. | Strainer:Renew 40mm strainer connected to any type of pipework including locate supply and turn water off/on, drain down/refill, adjust pipework as necessary and test and remove waste and debris. | 76.5596
PL132609 | New v8 | R | STRAINER:RENEW 50MM DIAMETER |  | Mechanical Services | Stopcocks and Valves | Strainers | NO | 103.7306 | Strainer:Renew 50mm strainer connected to any type of pipework including locate supply and turn water off/on, drain down/refill, adjust pipework as necessary and test and remove waste and debris. | Strainer:Renew 50mm strainer connected to any type of pipework including locate supply and turn water off/on, drain down/refill, adjust pipework as necessary and test and remove waste and debris. | 103.7306
PL132611 | New v8 | R | STRAINER:RENEW 54MM DIAMETER |  | Mechanical Services | Stopcocks and Valves | Strainers | NO | 148.5299 | Strainer:Renew 54mm strainer connected to any type of pipework including locate supply and turn water off/on, drain down/refill, adjust pipework as necessary and test and remove waste and debris. | Strainer:Renew 54mm strainer connected to any type of pipework including locate supply and turn water off/on, drain down/refill, adjust pipework as necessary and test and remove waste and debris. | 148.5299
PL132613 | New v8 | R | STRAINER:RENEW 65MM DIAMETER |  | Mechanical Services | Stopcocks and Valves | Strainers | NO | 249.9726 | Strainer:Renew 65mm strainer connected to any type of pipework including locate supply and turn water off/on, drain down/refill, adjust pipework as necessary and test and remove waste and debris. | Strainer:Renew 65mm strainer connected to any type of pipework including locate supply and turn water off/on, drain down/refill, adjust pipework as necessary and test and remove waste and debris. | 249.9726
PL132615 | New v8 | R | STRAINER:RENEW 80MM DIAMETER |  | Mechanical Services | Stopcocks and Valves | Strainers | NO | 320.1998 | Strainer:Renew 80mm strainer connected to any type of pipework including locate supply and turn water off/on, drain down/refill, adjust pipework as necessary and test and remove waste and debris. | Strainer:Renew 80mm strainer connected to any type of pipework including locate supply and turn water off/on, drain down/refill, adjust pipework as necessary and test and remove waste and debris. | 320.1998
PL132617 | New v8 | R | STRAINER:RENEW 100MM DIAMETER |  | Mechanical Services | Stopcocks and Valves | Strainers | NO | 451.7817 | Strainer:Renew 100mm strainer connected to any type of pipework including locate supply and turn water off/on, drain down/refill, adjust pipework as necessary and test and remove waste and debris. | Strainer:Renew 100mm strainer connected to any type of pipework including locate supply and turn water off/on, drain down/refill, adjust pipework as necessary and test and remove waste and debris. | 451.7817
PL132619 | New v8 | R | STRAINER:RENEW 125MM DIAMETER |  | Mechanical Services | Stopcocks and Valves | Strainers | NO | 730.5614 | Strainer:Renew 125mm strainer connected to any type of pipework including locate supply and turn water off/on, drain down/refill, adjust pipework as necessary and test and remove waste and debris. | Strainer:Renew 125mm strainer connected to any type of pipework including locate supply and turn water off/on, drain down/refill, adjust pipework as necessary and test and remove waste and debris. | 730.5614
PL132621 | New v8 | R | STRAINER:RENEW 150MM DIAMETER |  | Mechanical Services | Stopcocks and Valves | Strainers | NO | 984.4668 | Strainer:Renew 150mm strainer connected to any type of pipework including locate supply and turn water off/on, drain down/refill, adjust pipework as necessary and test and remove waste and debris. | Strainer:Renew 150mm strainer connected to any type of pipework including locate supply and turn water off/on, drain down/refill, adjust pipework as necessary and test and remove waste and debris. | 984.4668
PL132701 | New v8 | R | TEST POINT:INSTALL OR RENEW |  | Mechanical Services | Stopcocks and Valves | Test Point | NO | 66.4222 | Test Point:Renew or install self-sealing ethylene propylene rubber test points to any pipework. | Test Point:Renew or install self-sealing ethylene propylene rubber test points to any pipework. | 66.4222
PL132801 | New v8 | R | ORIFICE VALVE:RENEW 50MM |  | Mechanical Services | Stopcocks and Valves | Orifice Valve | IT | 217.01 | Orifice Valve:Isolate supply, drain down, disconnect and replace stainless steel Orifice Valve up to 50mm with 2No. metering points. Remake connections, test and remove waste and debris. | Orifice Valve:Isolate supply, drain down, disconnect and replace stainless steel Orifice Valve up to 50mm with 2No. metering points. Remake connections, test and remove waste and debris. | 217.01
PL132803 | New v8 | R | ORIFICE VALVE:RENEW 65MM |  | Mechanical Services | Stopcocks and Valves | Orifice Valve | IT | 260.0083 | Orifice Valve:Isolate supply, drain down, disconnect and replace stainless steel Orifice Valve up to 65mm with 2No. metering points. Remake connections, test and remove waste and debris. | Orifice Valve:Isolate supply, drain down, disconnect and replace stainless steel Orifice Valve up to 65mm with 2No. metering points. Remake connections, test and remove waste and debris. | 260.0083
PL132805 | New v8 | R | ORIFICE VALVE:RENEW 80MM |  | Mechanical Services | Stopcocks and Valves | Orifice Valve | IT | 321.1402 | Orifice Valve:Isolate supply, drain down, disconnect and replace stainless steel Orifice Valve up to 80mm with 2No. metering points. Remake connections, test and remove waste and debris. | Orifice Valve:Isolate supply, drain down, disconnect and replace stainless steel Orifice Valve up to 80mm with 2No. metering points. Remake connections, test and remove waste and debris. | 321.1402
PL132807 | New v8 | R | ORIFICE VALVE:RENEW 100MM |  | Mechanical Services | Stopcocks and Valves | Orifice Valve | IT | 383.1676 | Orifice Valve:Isolate supply, drain down, disconnect and replace stainless steel Orifice Valve up to 100mm with 2No. metering points. Remake connections, test and remove waste and debris. | Orifice Valve:Isolate supply, drain down, disconnect and replace stainless steel Orifice Valve up to 100mm with 2No. metering points. Remake connections, test and remove waste and debris. | 383.1676
PL132809 | New v8 | R | ORIFICE VALVE:RENEW 125MM |  | Mechanical Services | Stopcocks and Valves | Orifice Valve | IT | 609.4279 | Orifice Valve:Isolate supply, drain down, disconnect and replace stainless steel Orifice Valve up to 125mm with 2No. metering points. Remake connections, test and remove waste and debris. | Orifice Valve:Isolate supply, drain down, disconnect and replace stainless steel Orifice Valve up to 125mm with 2No. metering points. Remake connections, test and remove waste and debris. | 609.4279
PL132811 | New v8 | R | ORIFICE VALVE:RENEW 150MM |  | Mechanical Services | Stopcocks and Valves | Orifice Valve | IT | 742.7574 | Orifice Valve:Isolate supply, drain down, disconnect and replace stainless steel Orifice Valve up to 150mm with 2No. metering points. Remake connections, test and remove waste and debris. | Orifice Valve:Isolate supply, drain down, disconnect and replace stainless steel Orifice Valve up to 150mm with 2No. metering points. Remake connections, test and remove waste and debris. | 742.7574
PL132901 | New v8 | R | DOSING POT:RENEW 15L DOSING POT |  | Mechanical Services | Stopcocks and Valves | Dosing Pot | IT | 295.9349 | Dosing Pot:Renew 15 litre Dosing Pot to system pipework with lockshield valves, including draining down, connections/adaptations to pipework, refilling and remove waste and debris. | Dosing Pot:Renew 15 litre Dosing Pot to system pipework with lockshield valves, including draining down, connections/adaptations to pipework, refilling and remove waste and debris. | 295.9349
PL133001 | New v8 | R | WATER METER:RENEW PULSED 25MM |  | Mechanical Services | Stopcocks and Valves | Water Meters | IT | 204.9824 | Water Meter:Shut down supply, drain down, remove existing meter, supply and fix new 25mm pulsed water meter, pair of isolating valves, connect to existing pipework and BMS, refill system, test. | Water Meter:Shut down supply, drain down as necessary and remove existing meter, supply and fix new 25mm pulsed water meter and pair of isolating valves and connect to existing pipework and BMS including all adjustments, refill system, and test on completion and remove waste and debris. | 204.9824
PL133003 | New v8 | R | WATER METER:RENEW PULSED 30MM |  | Mechanical Services | Stopcocks and Valves | Water Meters | IT | 219.5363 | Water Meter:Shut down supply, drain down, remove existing meter, supply and fix new 30mm pulsed water meter, pair of isolating valves, connect to existing pipework and BMS, refill system, test. | Water Meter:Shut down supply, drain down as necessary and remove existing meter, supply and fix new 30mm pulsed water meter and pair of isolating valves and connect to existing pipework and BMS including all adjustments, refill system, and test on completion and remove waste and debris. | 219.5363
PL133005 | New v8 | R | WATER METER:RENEW PULSED 40MM |  | Mechanical Services | Stopcocks and Valves | Water Meters | IT | 332.3717 | Water Meter:Shut down supply, drain down, remove existing meter, supply and fix new 40mm pulsed water meter, pair of isolating valves, connect to existing pipework and BMS, refill system, test. | Water Meter:Shut down supply, drain down as necessary and remove existing meter, supply and fix new 40mm pulsed water meter and pair of isolating valves and connect to existing pipework and BMS including all adjustments, refill system, and test on completion and remove waste and debris. | 332.3717
PL133007 | New v8 | R | WATER METER:RENEW PULSED 50MM |  | Mechanical Services | Stopcocks and Valves | Water Meters | IT | 386.956 | Water Meter:Shut down supply, drain down, remove existing meter, supply and fix new 50mm pulsed water meter, pair of isolating valves, connect to existing pipework and BMS, refill system, test. | Water Meter:Shut down supply, drain down as necessary and remove existing meter, supply and fix new 50mm pulsed water meter and pair of isolating valves and connect to existing pipework and BMS including all adjustments, refill system, and test on completion and remove waste and debris. | 386.956
PL150315 |  | R | TANK:RENEW 19MM OVERFLOW |  | Mechanical Services | Water Storage Tanks | Tanks - Repairs and Overhauls | IT | 49.8641 | Tank:Renew tank overflow ne 6m long in roof space with 19mm plastic pipe and fittings including cut any holes in structure or finishes, make good and test and remove waste and debris. | Tank:Renew tank overflow ne 6m long in roof space with 19mm plastic pipe and fittings including cut any holes in structure or finishes, make good and test and remove waste and debris. | 49.8641
PL150406 | New v8 | R | TANK:REMOVE, SET ASIDE, REFIX INSULATION |  | Mechanical Services | Water Storage Tanks | Tanks - Refurbishment | NO | 10.0852 | Tank:Remove existing insulation from any type of storage tank, including tank cover insulation, set aside for re-use and refix insulation to cold water storage tanks and feed and expansion tanks. | Tank:Remove existing insulation from any type of storage tank, including tank cover insulation, set aside for re-use and refix insulation to cold water storage tanks and feed and expansion tanks. | 10.0852
PL160779 | New v8 | R | CYLINDER:RENEW DUAL CYLINDER STAT |  | Mechanical Services | Hot Water Cylinders | Unvented Cylinder Repairs | IT | 68.8133 | Cylinder:Renew or supply and install defective or missing dual immersion thermostat with manual reset function to unvented cylinder, turn water etc off/on, fit new part, test, remove waste and debris. | Cylinder:Renew or supply and install defective or missing dual immersion thermostat with manual reset function to unvented cylinder, including turn water etc off/on, remove and fit new part, test and remove waste and debris. | 68.8133
PL160781 | New v8 | R | CYLINDER:RENEW 2 PORT MOTORISED 22MM ZONE VALVE |  | Mechanical Services | Hot Water Cylinders | Unvented Cylinder Repairs | IT | 185.8835 | Cylinder:Renew or supply and install defective or missing 2 port motorised 22mm zone valve to unvented cylinder, turn water etc off/on, remove and fit new part, test, remove waste and debris. | Cylinder:Renew or supply and install defective or missing 2 port motorised 22mm zone valve to unvented cylinder, including turn water etc off/on, remove and fit new part, test and remove waste and debris. | 185.8835
PL160783 | New v8 | R | CYLINDER:RENEW 3 PORT TAP THERMOSTAT WITH SENSOR |  | Mechanical Services | Hot Water Cylinders | Unvented Cylinder Repairs | IT | 90.7157 | Cylinder:Renew or supply and install defective or missing 3 port tap thermostat with SO sensor 15Mn to unvented cylinder, turn water etc off/on, remove and fit new part, test, remove waste and debris. | Cylinder:Renew or supply and install defective or missing 3 port tap thermostat with SO sensor 15Mn to unvented cylinder, including turn water etc off/on, remove and fit new part, test and remove waste and debris. | 90.7157
PL220101 | New v8 | R | RECTIFY LEAK:AFFECTING 2 NO FLOORS OF BLOCK |  | Mechanical Services | Pipework | Blocks - Rectify Leaks | IT | 258.0723 | Rectify Leak:Affecting 2No. floors of block of flats, access all intake cupboards, ducts etc and properties, isolate and drain down, remove/renew any defective fitting, reinstate water, test, report. | Rectify Leak:Affecting 2No. floors of block of flats, investigate locate and rectify leak to block of flats including access all intake cupboards, ducts, service voids and properties, isolate water supply, drain down, remove leaking/defective fitting of any type of any diameter, prepare existing pipework and renew fitting including any cutting and threading of pipes etc., reinstate water supply and pipe lagging and test on completion, provide written report and remove waste and debris. | 258.0723
PL220103 | New v8 | R | RECTIFY LEAK:3-5 NO FLOORS OF BLOCK |  | Mechanical Services | Pipework | Blocks - Rectify Leaks | IT | 494.2656 | Rectify Leak:Affecting 3-5 floors of block of flats, access all intake cupboards, ducts etc and properties, isolate and drain down, remove/renew any defective fitting, reinstate water, test, report. | Rectify Leak:Affecting 3-5No. floors of block of flats, investigate locate and rectify leak to block of flats including access all intake cupboards, ducts, service voids and properties, isolate water supply, drain down, remove leaking/defective fitting of any type of any diameter, prepare existing pipework and renew fitting including any cutting and threading of pipes etc., reinstate water supply and pipe lagging and test on completion, provide written report and remove waste and debris. | 494.2656
PL220105 | New v8 | R | RECTIFY LEAK:6-11 NO FLOORS OF BLOCK |  | Mechanical Services | Pipework | Blocks - Rectify Leaks | IT | 730.4589 | Rectify Leak:Affecting 6-11 floors of block of flats, access all intake cupboards, ducts etc and properties, isolate and drain down, remove/renew any defective fitting, reinstate water, test, report. | Rectify Leak:Affecting 6-11No. floors of block of flats, investigate locate and rectify leak to block of flats including access all intake cupboards, ducts, service voids and properties, isolate water supply, drain down, remove leaking/defective fitting of any type of any diameter, prepare existing pipework and renew fitting including any cutting and threading of pipes etc., reinstate water supply and pipe lagging and test on completion, provide written report and remove waste and debris. | 730.4589
PL220107 | New v8 | R | RECTIFY LEAK:12+ NO FLOORS OF BLOCK |  | Mechanical Services | Pipework | Blocks - Rectify Leaks | IT | 1173.5955 | Rectify Leak:Affecting 12 and over floor building, access all intake cupboards, ducts etc, toilet/wetrooms, isolate, drain down, remove/renew any defective fitting, reinstate water, test, report. | Rectify Leak:Affecting 12 or more floor building, investigate locate and rectify leak to building including access all intake cupboards, ducts, service voids, toilets and wetrooms and properties, isolate water supply, drain down, remove leaking/defective fitting of any type of any diameter, prepare existing pipework and renew fitting including any cutting and threading of pipes etc., reinstate water supply and pipe lagging and test on completion, provide written report and remove waste and debris. | 1173.5955
PL220201 | New v8 | R | BACK SURGING/VENTING:2 NO STOREY BLOCK |  | Mechanical Services | Pipework | Blocks - Back Surging/Venting | IT | 252.0699 | Back Surging/Venting:Investigate back surging, venting or other fault attributable to unidentified individual property within 2 storey block of flats, investigate, locate, rectify fault, test, report. | Back Surging/Venting:Investigate incidence of back surging, venting of heating system or other fault attributable to individual property within block that cannot be identified within 2 storey block of flats. Investigate, locate offending property and rectify fault including access all intake cupboards, ducts, service voids and properties, isolate water supply, drain down, remove leaking or defective fitting of any type of any diameter, prepare existing pipework and renew fitting including any cutting and threading of pipes etc., reinstate water supply and pipe lagging and test on completion, provide written report and remove waste and debris. | 252.0699
PL220203 | New v8 | R | BACK SURGING/VENTING:3-5 NO STOREY BLOCK |  | Mechanical Services | Pipework | Blocks - Back Surging/Venting | IT | 467.6359 | Back Surging/Venting:Investigate back surging, venting or other fault attributable to unidentified individual property within 3-5 storey block of flats, investigate, locate, rectify fault, test. | Back Surging/Venting:Investigate incidence of back surging, venting of heating system or other fault attributable to individual property within block that cannot be identified within 3-5 storey block of flats. Investigate, locate offending property and rectify fault including access all intake cupboards, ducts, service voids and properties, isolate water supply, drain down, remove leaking or defective fitting of any type of any diameter, prepare existing pipework and renew fitting including any cutting and threading of pipes etc., reinstate water supply and pipe lagging and test on completion, provide written report and remove waste and debris. | 467.6359
PL220205 | New v8 | R | BACK SURGING/VENTING:6-11 NO STOREY BLOCK |  | Mechanical Services | Pipework | Blocks - Back Surging/Venting | IT | 683.2018 | Back Surging/Venting:Investigate back surging, venting or other fault attributable to unidentified individual property within 6-11 storey block of flats, investigate, locate, rectify fault, test. | Back Surging/Venting:Investigate incidence of back surging, venting of heating system or other fault attributable to individual property within block that cannot be identified within 6-11 storey block of flats. Investigate, locate offending property and rectify fault including access all intake cupboards, ducts, service voids and properties, isolate water supply, drain down, remove leaking or defective fitting of any type of any diameter, prepare existing pipework and renew fitting including any cutting and threading of pipes etc., reinstate water supply and pipe lagging and test on completion, provide written report and remove waste and debris. | 683.2018
PL220207 | New v8 | R | BACK SURGING/VENTING:12+ NO STOREY BLOCK |  | Mechanical Services | Pipework | Blocks - Back Surging/Venting | IT | 1088.4657 | Back Surging/Venting:Investigate back surging, venting or other fault attributable to unidentified individual property within 12 or more storey block of flats, investigate, locate, rectify fault, test | Back Surging/Venting:Investigate incidence of back surging, venting of heating system or other fault attributable to individual property within block that cannot be identified within 12 or more storey block of flats. Investigate, locate offending property and rectify fault including access all intake cupboards, ducts, service voids and properties, isolate water supply, drain down, remove leaking or defective fitting of any type of any diameter, prepare existing pipework and renew fitting including any cutting and threading of pipes etc., reinstate water supply and pipe lagging and test on completion, provide written report and remove waste and debris. | 1088.4657
PL220301 | New v8 | R | BLOCK SHUTDOWN:2 NO STOREY BLOCK |  | Mechanical Services | Pipework | Blocks - Shutdowns | IT | 180.3162 | Block Shutdown:Give residents 24 hours notice and turn off water to 2 storey block for 12 hours for 3rd party works to be carried out, reinstate supply, renotified upon reinstatement. | Block Shutdown:Turn off water supplies to 2 storey block for no longer than 12 hours for third party works to be carried out. Upon completion of third party works reinstate supply to block. Ensure that all residents have been notified no less than 24 hours prior to isolation of supplies and are re notified upon reinstatement. | 180.3162
PL220303 | New v8 | R | BLOCK SHUTDOWN:3-5 NO STOREY BLOCK |  | Mechanical Services | Pipework | Blocks - Shutdowns | IT | 324.1283 | Block Shutdown:Give residents 24 hours notice and turn off water to 3 -5 storey block for 12 hours for 3rd party works to be carried out, reinstate supply, renotified upon reinstatement. | Block Shutdown:Turn off water supplies to 3-5 storey block for no longer than 12 hours for third party works to be carried out. Upon completion of third party works reinstate supply to block. Ensure that all residents have been notified no less than 24 hours prior to isolation of supplies and are re notified upon reinstatement. | 324.1283
PL220305 | New v8 | R | BLOCK SHUTDOWN:6-11 NO STOREY BLOCK |  | Mechanical Services | Pipework | Blocks - Shutdowns | IT | 473.7906 | Block Shutdown:Give residents 24 hours notice and turn off water to 6-11 storey block for 12 hours for 3rd party works to be carried out, reinstate supply, renotified upon reinstatement. | Block Shutdown:Turn off water supplies to 6-11 storey block for no longer than 12 hours for third party works to be carried out. Upon completion of third party works reinstate supply to block. Ensure that all residents have been notified no less than 24 hours prior to isolation of supplies and are re notified upon reinstatement. | 473.7906
PL220307 | New v8 | R | BLOCK SHUTDOWN:12+ NO STOREY BLOCK |  | Mechanical Services | Pipework | Blocks - Shutdowns | IT | 692.4339 | Block Shutdown:Give residents 24 hours notice and turn off water to 12 or more storey block for 12 hours for 3rd party works to be carried out, reinstate supply, renotify upon reinstatement. | Block Shutdown:Turn off water supplies to 12+ storey block for no longer than 12 hours for third party works to be carried out. Upon completion of third party works reinstate supply to block. Ensure that all residents have been notified no less than 24 hours prior to isolation of supplies and are re notified upon reinstatement. | 692.4339
PL220401 | New v8 | R | POWER OR DYNAMIC FLUSH:DOMESTIC SYSTEMS |  | Mechanical Services | Pipework | Power/Dynamic Flush - Dom Heating + Hot Water Sys | IT | 116.0223 | Power or Dynamic Flush:Undertake power or dynamic flushing of domestic heating or hot water system served by communal heating installation when instructed by CR to clear blockages, remove waste | Power or Dynamic Flush:Undertake power or dynamic flushing of existing domestic heating or hot water system served by communal heating installation when specifically instructed by Client Representative to clear blockages and remove waste and debris. | 116.0223
SF140101 |  | R | PARKRAY:RENEW THERMOSTAT |  | Solid Fuel Appliances | Repairs to Solid Fuel Appliances | Appliances - Parkray | IT | 42.2808 | Parkray:Renew thermostat to Parkray closed room Heater, make good all works disturbed and remove waste and debris. | Parkray:Renew thermostat to Parkray closed room Heater, make good all works disturbed and remove waste and debris. | 42.2808
SF140103 |  | R | PARKRAY:RENEW DEEPENING BAR |  | Solid Fuel Appliances | Repairs to Solid Fuel Appliances | Appliances - Parkray | IT | 144.7333 | Parkray:Take out and renew any type of all night burner with Parkray all night burner, including drill, plug and fix new unit complete, bed and point in fireclay, and remove waste and debris. | Parkray:Take out and renew any type of all night burner with Parkray all night burner, including drill, plug and fix new unit complete, bed and point in fireclay, and remove waste and debris. | 144.7333
SF140105 |  | R | PARKRAY:RENEW BOTTOM BARS |  | Solid Fuel Appliances | Repairs to Solid Fuel Appliances | Appliances - Parkray | NO | 49.975 | Parkray:Take out and renew any bottom bars to Parkray all night burner set, and remove waste and debris. | Parkray:Take out and renew any bottom bars to Parkray all night burner set, and remove waste and debris. | 49.975
SF140107 |  | R | PARKRAY:RENEW GLASS STRIP |  | Solid Fuel Appliances | Repairs to Solid Fuel Appliances | Appliances - Parkray | IT | 134.2618 | Parkray:Take out and renew glass strip to door of Parkray closed room heater, clean out rebates, and remove waste and debris. | Parkray:Take out and renew glass strip to door of Parkray closed room heater, clean out rebates, and remove waste and debris. | 134.2618
SF140109 |  | R | PARKRAY:RENEW GLASS PANEL |  | Solid Fuel Appliances | Repairs to Solid Fuel Appliances | Appliances - Parkray | IT | 65.4234 | Parkray:Take out and renew glass panel to door of Parkray closed room heater, clean out rebates, and remove waste and debris. | Parkray:Take out and renew glass panel to door of Parkray closed room heater, clean out rebates, and remove waste and debris. | 65.4234
SF140111 |  | R | PARKRAY:RENEW FIRECHEEKS |  | Solid Fuel Appliances | Repairs to Solid Fuel Appliances | Appliances - Parkray | IT | 232.4729 | Parkray:Take out and renew pair of fire-cheeks including any cutting out and rebuilding of brickwork and point with fire cement and remove waste and debris. | Parkray:Take out and renew pair of fire-cheeks including any cutting out and rebuilding of brickwork and point with fire cement and remove waste and debris. | 232.4729
SF140113 |  | R | PARKRAY:OVERHAUL |  | Solid Fuel Appliances | Repairs to Solid Fuel Appliances | Appliances - Parkray | NO | 60.6116 | Parkray:Overhaul combustion stove including minor repairs to fittings and ease and adjust control doors, top plates, and flue fixings, and clean out sole plate and grate, and remove waste and debris. | Parkray:Overhaul Parkray type combustion stove including minor repairs to fittings and ease and adjust control doors, top plates, and flue fixings, and clean out sole plate and grate, and remove waste and debris. | 60.6116
SF140201 |  | R | CHARNWOOD:RENEW THERMOSTAT |  | Solid Fuel Appliances | Repairs to Solid Fuel Appliances | Appliances - Charnwood | IT | 61.6178 | Charnwood:Renew thermostat to Charnwood closed room heater, make good all works disturbed and remove waste and debris. | Charnwood:Renew thermostat to Charnwood closed room heater, make good all works disturbed and remove waste and debris. | 61.6178
SF140203 |  | R | CHARNWOOD:RENEW GLASS PANEL |  | Solid Fuel Appliances | Repairs to Solid Fuel Appliances | Appliances - Charnwood | IT | 118.8833 | Charnwood:Take out and renew glass panel to door of Charnwood closed room heater, including channel, clean out rebates, and remove waste and debris and make good. | Charnwood:Take out and renew glass panel to door of Charnwood closed room heater, including channel, clean out rebates, and remove waste and debris and make good. | 118.8833
SF140205 |  | R | CHARNWOOD:RENEW BOTTOM GRATE BAR |  | Solid Fuel Appliances | Repairs to Solid Fuel Appliances | Appliances - Charnwood | NO | 56.0467 | Charnwood:Take out and renew bottom grate bar to Charnwood closed room heater, and remove waste and debris. | Charnwood:Take out and renew bottom grate bar to Charnwood closed room heater, and remove waste and debris. | 56.0467
SF140301 |  | R | RAYBURN:RENEW BOTTOM BARS |  | Solid Fuel Appliances | Repairs to Solid Fuel Appliances | Appliances - Rayburn | NO | 18.6307 | Rayburn:Take out and renew any bottom bars to Rayburn all night burner set, and remove waste and debris. | Rayburn:Take out and renew any bottom bars to Rayburn all night burner set, and remove waste and debris. | 18.6307
SF140303 |  | R | RAYBURN:RENEW FIRE BRICK |  | Solid Fuel Appliances | Repairs to Solid Fuel Appliances | Appliances - Rayburn | IT | 45.3472 | Rayburn:Renew single firebrick to Rayburn, cut out existing and bed new firebrick in cement mortar and point with fire cement, and remove waste and debris. | Rayburn:Renew single firebrick to Rayburn, cut out existing and bed new firebrick in cement mortar and point with fire cement, and remove waste and debris. | 45.3472
SF140305 |  | R | RAYBURN:RENEW BOTTOM SET |  | Solid Fuel Appliances | Repairs to Solid Fuel Appliances | Appliances - Rayburn | IT | 61.0679 | Rayburn:Renew bottom set, comprising of five firebricks to Rayburn, cut out existing and bed new firebricks in cement mortar and point with fire cement, and remove waste and debris. | Rayburn:Renew bottom set, comprising of five firebricks to Rayburn, cut out existing and bed new firebricks in cement mortar and point with fire cement, and remove waste and debris. | 61.0679
SF140307 |  | R | RAYBURN:RENEW RIDDLER AND FRAME |  | Solid Fuel Appliances | Repairs to Solid Fuel Appliances | Appliances - Rayburn | NO | 194.4583 | Rayburn:Renew riddler and frame to Rayburn, make good and remove waste and debris. | Rayburn:Renew riddler and frame to Rayburn, make good and remove waste and debris. | 194.4583

## Lot 4
BAF26028 DLO Support Framework – Lot 4: Roofing Repairs
Price Schedule
Tenderers must complete the yellow highlighted cells. Enter the proposed percentage adjustment in cell B8. Enter an uplift as a positive percentage (for example 10%) or a discount as a negative percentage (for example -10%). The adjustment is applied to every published SOR Rate and the adjusted total is shown in cell B8. All submitted prices must be fully inclusive of all costs associated with delivery unless expressly stated otherwise in the Tender Documents. No additional expenses or charges will be payable.
SOR Proposed Adjustment %
Total Amount (to be used for evaluation purposes) | 28502.1487
Document Code | New v8 | Priority | Right to Repair | Component Accounting | First Time Fix | NHF_Trade_Code | Short Description | Element | Section | Subsection | UOM | SOR Rate | Medium Description | Long Description | Adjusted SOR Rate
120001 |  | R | N | Y | N | BL | CHIMNEY:REBUILD 4 COURSE 1 FLUE | Brickwork | Chimneys | Chimney Stacks | IT | 290.5062 | Chimney:Take down and rebuild 4 courses to single flue stack, clean/store bricks, rebuild, renew any defective bricks, refix/renew pot, liner, pcc capping, flashings, DPC, make good, remove spoil. | Chimney:Take down and rebuild four courses to single flue stack, clean and store bricks, rebuild with existing bricks in mortar including provision of any extra bricks to match where existing are defective, allow for forming corbel courses and parging flue, refix/renew pot, flue liner, pcc capping, lead flashings and damp proof course and point/make good applied finishes to match existing and remove waste and debris. | 290.5062
120003 |  | R | N | Y | N | BL | CHIMNEY:REBUILD 1 COURSE 1 FLUE | Brickwork | Chimneys | Chimney Stacks | IT | 38.1158 | Chimney:Extra to take down and rebuild single flue stack for each additional course taken down and rebuilt. | Chimney:Extra to take down and rebuild single flue stack for each additional course taken down and rebuilt. | 38.1158
120005 |  | R | N | Y | N | BL | CHIMNEY:REBUILD 4 COURSE 2 FLUE | Brickwork | Chimneys | Chimney Stacks | IT | 526.696 | Chimney:Take down and rebuild 4 courses to two flue stack, clean/store bricks, rebuild, renew any defective bricks, refix/renew pots, liners, pcc capping, flashings, DPC, make good, remove spoil. | Chimney:Take down and rebuild four courses to two flue stack, clean and store bricks, rebuild with existing bricks in mortar including provision of any extra bricks to match where existing are defective, allow for forming corbel courses and parging flue, refix/renew pots, flue liners, pcc capping, lead flashings and damp proof course and point/make good applied finishes to match existing and remove waste and debris. | 526.696
120007 |  | R | N | Y | N | BL | CHIMNEY:REBUILD 1 COURSE 2 FLUE | Brickwork | Chimneys | Chimney Stacks | IT | 75.5062 | Chimney:Extra to take down and rebuild two flue stack for each additional course taken down and rebuilt. | Chimney:Extra to take down and rebuild two flue stack for each additional course taken down and rebuilt. | 75.5062
120009 |  | R | N | Y | N | BL | CHIMNEY:REBUILD 4 COURSE 4 FLUE | Brickwork | Chimneys | Chimney Stacks | IT | 880.5246 | Chimney:Take down and rebuild 4 courses to four flue stack, clean/store bricks, rebuild, renew any defective bricks, refix/renew pots, liners, pcc capping, flashings, DPC, make good, remove spoil. | Chimney:Take down and rebuild four courses to four flue stack, clean and store bricks, rebuild with existing bricks in mortar including provision of any extra bricks to match where existing are defective, allow for forming corbel courses and parging flue, refix/renew pots, flue liners, pcc capping, lead flashings and damp proof course and point/make good applied finishes to match existing and remove waste and debris. | 880.5246
120011 |  | R | N | Y | N | BL | CHIMNEY:REBUILD 1 COURSE 4 FLUE | Brickwork | Chimneys | Chimney Stacks | IT | 129.2209 | Chimney:Extra to take down and rebuild four flue stack for each additional course taken down and rebuilt. | Chimney:Extra to take down and rebuild four flue stack for each additional course taken down and rebuilt. | 129.2209
120013 |  | R | N | Y | N | BL | CHIMNEY:REBUILD 4 COURSE 6 FLUE | Brickwork | Chimneys | Chimney Stacks | IT | 1390.9962 | Chimney:Take down and rebuild 4 courses to six flue stack, clean/store bricks, rebuild, renew any defective bricks, refix/renew pots, liners, pcc capping, flashings, DPC, make good, remove spoil. | Chimney:Take down and rebuild four courses to six flue stack, clean and store bricks, rebuild with existing bricks in mortar including provision of any extra bricks to match where existing are defective, allow for forming corbel courses and parging flue, refix/renew pots, flue liners, pcc capping, lead flashings and damp proof course and point/make good applied finishes to match existing and remove waste and debris. | 1390.9962
120015 |  | R | N | Y | N | BL | CHIMNEY:REBUILD 1 COURSE 6 FLUE | Brickwork | Chimneys | Chimney Stacks | IT | 176.657 | Chimney:Extra to take down and rebuild six flue stack for each additional course taken down and rebuilt. | Chimney:Extra to take down and rebuild six flue stack for each additional course taken down and rebuilt. | 176.657
120017 |  | R | N | Y | N | BL | CHIMNEY:REBUILD 4 COURSE 8 FLUE | Brickwork | Chimneys | Chimney Stacks | IT | 1819.8605 | Chimney:Take down and rebuild 4 courses to eight flue stack, clean/store bricks, rebuild, renew any defective bricks, refix/renew pots, liners, pcc capping, flashings, DPC, make good, remove spoil. | Chimney:Take down and rebuild four courses to eight flue stack, clean and store bricks, rebuild with existing bricks in mortar including provision of any extra bricks to match where existing are defective, allow for forming corbel courses and parging flue, refix/renew pots, flue liners, pcc capping, lead flashings and damp proof course and point/make good applied finishes to match existing and remove waste and debris. | 1819.8605
120019 |  | R | N | Y | N | BL | CHIMNEY:REBUILD 1 COURSE 8 FLUE | Brickwork | Chimneys | Chimney Stacks | IT | 222.2959 | Chimney:Extra to take down and rebuild eight flue stack for each additional course taken down and rebuilt. | Chimney:Extra to take down and rebuild eight flue stack for each additional course taken down and rebuilt. | 222.2959
120021 |  | R | N | Y | N | BL | CHIMNEY:DEMOLISH STACK AND MAKE GOOD ROOF | Brickwork | Chimneys | Chimney Stacks | IT | 620.9969 | Chimney:Demolish chimney stack complete down to below roof level, cap flues with pcc slab, cut into flues, insert 225x225mm airbricks, extend roof covering to match existing, remove waste and debris. | Chimney:Demolish chimney stack including any applied finishes, liners, concrete slabs, pots and haunchings down to below roof level, make good roof where stack removed including cap flues with concrete cover slab, cut into flues and insert 225x225mm airbricks, extend roof covering including felt, battens and timber as necessary to match existing and remove waste and debris. | 620.9969
120023 |  | R | N | N | N | BL | CHIMNEY:SEAL FLUE | Brickwork | Chimneys | Chimney Stacks | IT | 152.8908 | Chimney:Remove pot and seal flue opening to chimney stack with slates bedded in mortar (1:1:6) cut out and insert air vent in chimney breast, make good all works disturbed and remove spoil. | Chimney:Remove pot and seal flue opening to chimney stack with slates bedded in mortar (1:1:6) cut out and insert air vent in chimney breast, make good all works disturbed and remove waste and debris. | 152.8908
120025 |  | R | N | Y | N | BL | CHIMNEY:RENEW FACING BRICKS NE 6NO | Brickwork | Chimneys | Chimney Stacks | NO | 20.7564 | Chimney:Renew facing brick to chimney stack ne 6 No. cut out defective brick, lay new facing brick bedded and pointed in mortar to match existing, make good and remove waste and debris (per brick). | Chimney:Renew facing brick to chimney stack ne 6 No. cut out defective brick, lay new facing bricks bedded and pointed in mortar to match existing, make good all works disturbed and remove waste and debris (per brick). | 20.7564
120027 |  | R | N | N | N | BL | CHIMNEY:RENEW BRICKS NE 0.50SM | Brickwork | Chimneys | Chimney Stacks | NO | 209.8265 | Chimney:Renew facing bricks in chimney stack in area ne 0.50sm, cut out defective bricks, lay new facing bricks bedded and pointed in mortar to match existing and remove waste and debris. | Chimney:Renew facing bricks in chimney stack in area ne 0.50sm, cut out defective bricks, lay new facing bricks bedded and pointed in mortar to match existing, make good all works disturbed and remove waste and debris. | 209.8265
120029 |  | R | N | N | N | BL | CHIMNEY:RAKE OUT AND REPOINT STACK | Brickwork | Chimneys | Chimney Stacks | SM | 63.4648 | Chimney:Rake out joints to brickwork to chimney stack, minimum 12mm, and repoint in cement lime mortar (1:1:6) to match existing make good all works disturbed and remove waste and debris. | Chimney:Rake out joints to brickwork to chimney stack, minimum 12mm, and repoint in cement lime mortar (1:1:6) to match existing make good all works disturbed and remove waste and debris. | 63.4648
120031 |  | R | N | N | N | BL | CHIMNEY:RENEW TWO COAT RENDER TO STACK | Brickwork | Chimneys | Chimney Stacks | SM | 93.1962 | Chimney:Renew any thickness of render to chimney, hack off, rake out, prepare and apply 18mm thick two coats cement and sand render trowelled smooth including all labours, and remove waste and debris. | Chimney:Renew any thickness of render to chimney, hack off, rake out, prepare and apply 18mm thick two coats cement and sand render trowelled smooth or with a roughcast finish including all labours, make good all works disturbed and remove waste and debris. | 93.1962
125001 |  | E | Y | N | Y | BL | CHIMNEY:BALL FLUE AND CLEAR OBSTRUCTION | Brickwork | Chimneys | Flue Sundries | IT | 47.6447 | Chimney:Ball chimney flue, clear obstruction and clean up including all associated work and remove waste and debris. | Chimney:Ball chimney flue, clear obstruction and clean up including all associated work and remove waste and debris. | 47.6447
125003 |  | E | Y | N | Y | BL | CHIMNEY:BALL FLUE REMOVE COWL | Brickwork | Chimneys | Flue Sundries | IT | 68.5422 | Chimney:Remove cowl, ball chimney flue, clear obstructions and clean up, refix cowl, including all associated works and remove waste and debris. | Chimney:Remove cowl, ball chimney flue, clear obstructions and clean up, refix cowl, including all associated works and remove waste and debris. | 68.5422
125005 |  | E | Y | N | Y | BL | CHIMNEY:CLEAR BLOCKED FLUE IN ROOF | Brickwork | Chimneys | Flue Sundries | IT | 257.3882 | Chimney:Clear blockage from flue in roof area, cut into flue, remove blockage, rebuild and make good flue and stack, and remove waste and debris. | Chimney:Clear blockage from flue in roof area, cut into flue, remove blockage, rebuild and make good flue and stack and remove waste and debris. | 257.3882
125007 |  | E | Y | N | Y | BL | CHIMNEY:CLEAR BLOCK FLUE IN BREAST | Brickwork | Chimneys | Flue Sundries | IT | 288.4531 | Chimney:Clear blockage from flue in chimney breast cut hole in breast and flue, remove blockage, make good to flue, breast and wall finishes, and remove waste and debris. | Chimney:Clear blockage from flue in chimney breast, cut hole in breast and flue, remove blockage, make good to flue, breast and wall finishes and remove waste and debris. | 288.4531
125010 |  | E | Y | N | Y | BL | CHIMNEY:SWEEP FLUE - REGISTERED | Brickwork | Chimneys | Flue Sundries | IT | 108.9799 | Chimney:Sweep flue, including protect carpets, furniture etc., remove waste and debris, work to be undertaken by a registered chimney sweep. | Chimney:Sweep flue, including protect carpets, furniture etc., remove waste and debris, work to be undertaken by a registered chimney sweep. | 108.9799
125011 |  | E | Y | N | Y | BL | CHIMNEY:SMOKE TEST AND REPORT | Brickwork | Chimneys | Flue Sundries | IT | 30.6558 | Chimney:Smoke test flue including all associated work and written report to Client's Representative. | Chimney:Smoke test flue including all associated work and written report to Client Representative. | 30.6558
125013 |  | E | N | N | Y | BL | FLUE:CCTV SURVEY | Brickwork | Chimneys | Flue Sundries | IT | 210.6 | Flue:Undertake CCTV survey of chimney flue to identify fault or post repairs, remove, refix fire or fire surround, access equipment, report and video/CD to CR (rate includes for travelling time). | Flue:Undertake CCTV survey of chimney flue to identify fault or following repairs, remove and refix fire or fire surround as necessary, including all access equipment to chimney, hire charges and any temporary relocation, remove on completion, supply written report and video/CD to Client Representative (rate includes for travelling and other non-productive time). | 210.6
130003 |  | R | N | Y | N | BL | CHIMNEY:RENEW POT NE 900MM HIGH | Brickwork | Chimneys | Chimney Pots, Caps, Cowls etc. | NO | 237.7583 | Chimney:Renew existing pot with any new pot ne 900mm high including clean off, alter existing opening to suit, bed and flaunch in cement mortar (1:3), make good and remove waste and debris. | Chimney:Renew existing pot with any new pot ne 900mm high including clean off, alter existing opening to suit, bed and flaunch in cement mortar (1:3) and remove waste and debris. | 237.7583
130007 |  | R | N | Y | N | BL | CHIMNEY:RENEW MARCONE NE 990MM | Brickwork | Chimneys | Chimney Pots, Caps, Cowls etc. | NO | 282.9554 | Chimney:Renew existing pot with Marcone Flue terminal ne 990mm high including clean off, alter existing opening to suit, bed and flaunch in cement mortar (1:3), make good and remove waste and debris. | Chimney:Renew existing pot with Marcone Flue terminal ne 990mm high including clean off, alter existing opening to suit, bed and flaunch in cement mortar (1:3) and remove waste and debris. | 282.9554
130009 |  | U | N | N | Y | BL | CHIMNEY:REBED POT | Brickwork | Chimneys | Chimney Pots, Caps, Cowls etc. | NO | 45.5741 | Chimney:Remove and refix existing pot including clean off pot and flaunching, prepare and rebed in mortar (1:3) and make good flaunching and remove waste and debris. | Chimney:Remove and refix existing pot including clean off pot and flaunching, prepare and rebed in mortar (1:3) and make good flaunching and remove waste and debris. | 45.5741
130011 |  | R | N | Y | N | BL | CHIMNEY:INSTALL COWL TO POT | Brickwork | Chimneys | Chimney Pots, Caps, Cowls etc. | NO | 131.1933 | Chimney:Supply and fix new Colt or Aerocowl type cowl to chimney pot. | Chimney:Supply and fix new Colt or Aerocowl type cowl to chimney pot. | 131.1933
130015 |  | R | N | Y | N | BL | CHIMNEY:450MM VENTED CAP TO POT | Brickwork | Chimneys | Chimney Pots, Caps, Cowls etc. | NO | 50.4282 | Chimney:Supply and fix new terra cotta vented cap 450mm high to chimney pot. | Chimney:Supply and fix new terra cotta vented cap 450mm high to chimney pot. | 50.4282
130017 |  | R | N | Y | N | BL | CHIMNEY:RENEW GC GAS TERMINAL | Brickwork | Chimneys | Chimney Pots, Caps, Cowls etc. | NO | 66.1547 | Chimney:Supply and fix GC gas terminal including remove old terminal, clean off bed, alter opening to suit and bed and flaunch terminal in mortar (1:3), make good and remove waste and debris. | Chimney:Supply and fix GC gas terminal including remove old terminal, clean off bed, alter opening to suit and bed and flaunch terminal in mortar (1:3) and remove waste and debris. | 66.1547
130019 |  | R | N | Y | N | BL | CHIMNEY:RENEW GALVANISED WIRE BIRDCAGE | Brickwork | Chimneys | Chimney Pots, Caps, Cowls etc. | NO | 75.489 | Chimney:Renew heavy galvanised wire birdcage to any size chimney pot including removal of old cage, make good and remove waste and debris. | Chimney:Renew heavy galvanised wire birdcage to any size chimney pot including removal of old cage and remove waste and debris. | 75.489
201101 |  | U | N | N | Y | RF | ROOF TILE:RENEW CONCRETE INTERLOCKING NE 5 NO | Roofing | Clay/Concrete Roof Tiling | Concrete Interlocking Roof Tiles to Match Existing | IT | 25.4487 | Roof Tile:Renew any size and type of concrete interlocking roof tile (in groups ne 5 No.) including remove defective tile, fix new, replace felt and battens if necessary, remove waste and debris. | Roof Tile:Renew any size and type of concrete interlocking roof tile (contained within a patch ne 1.00sm and ne 5 No. tiles) including remove defective tile and fix new, replace felt and battens if necessary and remove waste and debris. | 25.4487
201103 |  | R | N | Y | N | RF | ROOF TILE:RENEW CONCRETE INTERLOCKING OVER 5 NO | Roofing | Clay/Concrete Roof Tiling | Concrete Interlocking Roof Tiles to Match Existing | SM | 75.2339 | Roof Tile:Renew any size and type of concrete interlocking roof tile (in groups over 5 No.) and remove waste and debris. | Roof Tile:Renew any size and type of concrete interlocking roof tile (in groups over 5 No.) and remove waste and debris. | 75.2339
201107 |  | U | N | N | Y | RF | ROOF TILE:REMOVE AND REFIX INTERLOCKING NE 5 NO | Roofing | Clay/Concrete Roof Tiling | Concrete Interlocking Roof Tiles to Match Existing | IT | 19.4349 | Roof Tile:Remove and refix loose concrete interlocking tiles (contained within a patch ne 1.00sm and ne 5 No. tiles). | Roof Tile:Remove and refix loose concrete interlocking tiles (contained within a patch ne 1.00sm and ne 5 No. tiles). | 19.4349
201109 |  | U | N | N | Y | RF | ROOF TILE:REMOVE REFIX INTERLOCKING OVER 5 NO | Roofing | Clay/Concrete Roof Tiling | Concrete Interlocking Roof Tiles to Match Existing | SM | 47.8559 | Roof Tile:Remove and refix loose concrete interlocking tile (in groups over 5 No.). | Roof Tile:Remove and refix loose concrete interlocking tile (in groups over 5 No.). | 47.8559
201113 |  | U | N | N | Y | RF | ROOF TILE:OVERHAUL INTERLOCKING ROOF COMPLETE | Roofing | Clay/Concrete Roof Tiling | Concrete Interlocking Roof Tiles to Match Existing | SM | 49.2128 | Roof Tile:Overhaul interlocking tile roof, refix loose tiles, renew tiles to match existing, redress, rewedge, repoint all leadwork, repoint all hips, ridges, verges, make good, remove debris. | Roof Tile:Overhaul interlocking tile roof, refix loose tiles, renew broken or missing tiles to match existing, redress, rewedge and repoint all flashings, aprons, chimney gutters etc., cut out and make good cement weather fillets, repoint in cement mortar (1:3) to all hips, ridges and verges, make good and remove waste and debris. | 49.2128
201150 |  | R | N | Y | N | RF | ROOF COVERING:EXTRA TO RENEW FELT AND BATTENS | Roofing | Clay/Concrete Roof Tiling | Concrete Interlocking Roof Tiles to Match Existing | SM | 35.0433 | Roof Covering:Extra over any renewal or refixing of roof tiles or slates for renew roofing felt and battens. | Roof Covering:Extra over any renewal or refixing of roof tiles or slates for renew roofing felt and battens. | 35.0433
201301 |  | U | N | N | Y | RF | ROOF TILE:RENEW PLAIN CONCRETE OR CLAY NE 10 NO | Roofing | Clay/Concrete Roof Tiling | Concrete or Clay Plain Tiles to Match Existing | IT | 30.8403 | Roof Tile:Renew any plain concrete or clay roof tile (in groups ne 10 No.) including remove defective tile and fix new, replace felt and battens if necessary and remove waste and debris. | Roof Tile:Renew any plain concrete or clay roof tile (contained within a patch ne 1.00sm and ne 10 No. tiles) including remove defective tile and fix new, replace felt and battens if necessary and remove waste and debris. | 30.8403
201303 |  | R | N | Y | N | RF | ROOF TILE:RENEW PLAIN CONCRETE OR CLAY OVER 10 NO | Roofing | Clay/Concrete Roof Tiling | Concrete or Clay Plain Tiles to Match Existing | SM | 154.2474 | Roof Tile:Renew any plain concrete or clay roof tiles (in groups over 10 No.) and remove waste and debris. | Roof Tile:Renew any plain concrete or clay roof tiles (in groups over 10 No.) and remove waste and debris. | 154.2474
201307 |  | U | N | N | Y | RF | ROOF TILE:REMOVE AND REFIX PLAIN NE 10 NO | Roofing | Clay/Concrete Roof Tiling | Concrete or Clay Plain Tiles to Match Existing | IT | 26.289 | Roof Tile:Remove and refix loose plain concrete or clay roof tile (contained within a patch ne 1.00sm and ne 10 No. tiles). | Roof Tile:Remove and refix loose plain concrete or clay roof tile (contained within a patch ne 1.00sm and ne 10 No. tiles). | 26.289
201309 |  | U | N | N | Y | RF | ROOF TILE:REMOVE AND REFIX PLAIN OVER 10 NO | Roofing | Clay/Concrete Roof Tiling | Concrete or Clay Plain Tiles to Match Existing | SM | 104.6979 | Roof Tile:Remove and refix loose plain concrete or clay roof tiles (in groups over 10 No.). | Roof Tile:Remove and refix loose plain concrete or clay roof tiles (in groups over 10 No.). | 104.6979
201313 |  | U | N | N | Y | RF | ROOF TILE:OVERHAUL PLAIN TILE ROOF COMPLETE | Roofing | Clay/Concrete Roof Tiling | Concrete or Clay Plain Tiles to Match Existing | SM | 49.2128 | Roof Tile:Overhaul plain tile roof, refix loose tiles, renew tiles to match existing, redress, rewedge and repoint all leadwork, repoint all hips, ridges and verges, make good, remove waste and debris | Roof Tile:Overhaul concrete or clay plain tile roof, refix loose tiles, renew broken or missing tiles to match existing, redress, rewedge and repoint all flashings, aprons, chimney gutters etc., cut out and make good cement weather fillets, repoint in cement mortar (1:3) to all hips, ridges and verges, make good and remove waste and debris. | 49.2128
201501 |  | U | N | N | Y | RF | VERGE:RAKE OUT AND REPOINT IN MORTAR | Roofing | Clay/Concrete Roof Tiling | Concrete or Clay Verges | LM | 45.5741 | Verge:Rake out and repoint verge tiles with coloured mortar (1:3) to match existing and remove waste and debris. | Verge:Rake out and repoint verge tiles with coloured mortar (1:3) to match existing and remove waste and debris. | 45.5741
201503 |  | U | N | N | Y | RF | VERGE:RENEW TILE VERGE | Roofing | Clay/Concrete Roof Tiling | Concrete or Clay Verges | LM | 60.6089 | Verge:Renew verge and undercloak to tiles bed, point in coloured mortar (1:3) including all cutting of tiles and refix or renew stainless steel verge clips, remove spoil. | Verge:Renew verge and mineral fibre undercloak to concrete or clay tiles bedded and pointed in coloured mortar (1:3) including all cutting of tiles and refix or renew stainless steel verge clips and remove waste and debris. | 60.6089
201505 |  | U | N | N | Y | RF | VERGE:REMOVE AND REFIX TILE | Roofing | Clay/Concrete Roof Tiling | Concrete or Clay Verges | LM | 51.5297 | Verge:Remove and refix loose verge tiles bedded and pointed in coloured mortar (1:3) including refix or renew stainless steel verge clips as necessary. | Verge:Remove and refix loose verge tiles bedded and pointed in coloured mortar (1:3) including refix or renew stainless steel verge clips as necessary. | 51.5297
201507 |  | U | N | N | Y | RF | VERGE:REMOVE AND REFIX TILE RENEW UNDERCLOAK | Roofing | Clay/Concrete Roof Tiling | Concrete or Clay Verges | LM | 57.7777 | Verge:Remove existing, renew mineral fibre undercloak and refix verge tiles bedded and pointed in coloured mortar (1:3) including refix or renew stainless steel verge clips as necessary. | Verge:Remove existing, renew mineral fibre undercloak and refix verge tiles bedded and pointed in coloured mortar (1:3) including refix or renew stainless steel verge clips as necessary. | 57.7777
201703 |  | R | N | Y | N | RF | RIDGE:RENEW BEDDED TILE | Roofing | Clay/Concrete Roof Tiling | Bedded Ridges, Hips and Valley Tiles | LM | 148.6419 | Ridge:Renew half round or angled ridge tiles edge bedded onto roofing tiles with solid bedding at butt joints in coloured mortar (1:3) and remove waste and debris. | Ridge:Renew half round or angled ridge tiles edge bedded onto roofing tiles with solid bedding at butt joints in coloured mortar (1:3) and remove waste and debris. | 148.6419
201704 |  | R | N | Y | N | RF | HIP:RENEW BEDDED TILE | Roofing | Clay/Concrete Roof Tiling | Bedded Ridges, Hips and Valley Tiles | LM | 135.1627 | Hip:Renew half round or angled hip tiles edge bedded onto roofing tiles with solid bedding at butt joints in coloured mortar (1:3) and remove waste and debris. | Hip:Renew half round or angled hip tiles edge bedded onto roofing tiles with solid bedding at butt joints in coloured mortar (1:3) and remove waste and debris. | 135.1627
201711 |  | R | N | Y | N | RF | RIDGE:RENEW MONO-PITCH TILES | Roofing | Clay/Concrete Roof Tiling | Bedded Ridges, Hips and Valley Tiles | LM | 177.5661 | Ridge:Renew angled monopitch ridge tiles edge bedded onto roofing tiles and with solid bedding at butt joints and mechanically fixed through tile to timber battens and remove waste and debris. | Ridge:Renew angled monopitch ridge tiles edge bedded onto roofing tiles and with solid bedding at butt joints and mechanically fixed through tile to timber battens and remove waste and debris. | 177.5661
201712 |  | R | N | Y | N | RF | HIP:RENEW MONO-PITCH TILES | Roofing | Clay/Concrete Roof Tiling | Bedded Ridges, Hips and Valley Tiles | LM | 164.0869 | Hip:Renew angled monopitch hip tiles edge bedded onto roofing tiles and with solid bedding at butt joints and mechanically fixed through tile to timber battens and remove waste and debris. | Hip:Renew angled monopitch hip tiles edge bedded onto roofing tiles and with solid bedding at butt joints and mechanically fixed through tile to timber battens and remove waste and debris. | 164.0869
201715 |  | U | N | N | Y | RF | RIDGE:REMOVE AND REFIX TILES | Roofing | Clay/Concrete Roof Tiling | Bedded Ridges, Hips and Valley Tiles | LM | 86.0118 | Ridge:Remove and refix any loose ridge tiles edge bedded onto roof tiles and with solid bedding at butt joints in coloured mortar (1:3) and mechanically fixed where necessary. | Ridge:Remove and refix any loose ridge tiles edge bedded onto roof tiles and with solid bedding at butt joints in coloured mortar (1:3) and mechanically fixed where necessary. | 86.0118
201716 |  | U | N | N | Y | RF | HIP:REMOVE AND REFIX TILES | Roofing | Clay/Concrete Roof Tiling | Bedded Ridges, Hips and Valley Tiles | LM | 72.5326 | Hip:Remove and refix any loose hip tiles edge bedded onto roof tiles and with solid bedding at butt joints in coloured mortar (1:3) and mechanically fixed where necessary. | Hip:Remove and refix any loose hip tiles edge bedded onto roof tiles and with solid bedding at butt joints in coloured mortar (1:3) and mechanically fixed where necessary. | 72.5326
201717 |  | U | N | N | Y | RF | RIDGE:RAKE OUT AND REPOINT TILES | Roofing | Clay/Concrete Roof Tiling | Bedded Ridges, Hips and Valley Tiles | LM | 65.4772 | Ridge:Rake out and repoint ridge tiles with coloured mortar (1:3). | Ridge:Rake out and repoint ridge tiles with coloured mortar (1:3). | 65.4772
201718 |  | R | N | Y | N | RF | HIP OR VALLEY:RAKE OUT AND REPOINT TILES | Roofing | Clay/Concrete Roof Tiling | Bedded Ridges, Hips and Valley Tiles | LM | 60.9842 | Ridge:Rake out and repoint hip or valley tiles with coloured mortar (1:3). | Ridge:Rake out and repoint hip or valley tiles with coloured mortar (1:3). | 60.9842
201719 |  | R | N | Y | N | RF | RIDGE:RENEW ANY TYPE GAS FLUE TERMINAL TILE | Roofing | Clay/Concrete Roof Tiling | Bedded Ridges, Hips and Valley Tiles | NO | 247.9533 | Ridge:Renew any type of gas flue ridge terminal, remove existing, fix new with edges bedded onto roof tiles and with solid bedding at butt joint in coloured mortar (1:3) and remove waste and debris. | Ridge:Renew any type of gas flue ridge terminal, remove existing, fix new with edges bedded onto roof tiles and with solid bedding at butt joint in coloured mortar (1:3) and remove waste and debris. | 247.9533
201725 |  | R | N | Y | N | RF | HIP:RENEW BONNET HIP TILES | Roofing | Clay/Concrete Roof Tiling | Bedded Ridges, Hips and Valley Tiles | LM | 288.5675 | Hip:Renew bonnet hip tile nailed to hip rafters with 65mm aluminium alloy nails and with mortar bedding (1:3) under each bonnet tile, struck off smoothly at lower edges of hip tile, remove spoil. | Hip:Renew bonnet hip tile nailed to hip rafters with 65mm aluminium alloy nails and with mortar bedding (1:3) under each bonnet tile, struck off smoothly at lower edges of hip tile and remove waste and debris. | 288.5675
201727 |  | U | N | N | Y | RF | HIP:RENEW GALVANISED HIP IRON | Roofing | Clay/Concrete Roof Tiling | Bedded Ridges, Hips and Valley Tiles | NO | 30.3048 | Hip:Renew galvanised hip iron including remove, rebed and repoint isolated hip tile. | Hip:Renew galvanised hip iron including remove, rebed and repoint isolated hip tile. | 30.3048
201731 |  | R | N | Y | N | RF | VALLEY:RENEW VALLEY TILES | Roofing | Clay/Concrete Roof Tiling | Bedded Ridges, Hips and Valley Tiles | LM | 179.448 | Valley:Renew any type of valley tile including remove existing tile, lay new tile to bond with existing roof tiles including take up and relay adjacent tiles as necessary and remove waste and debris. | Valley:Renew any type of valley tile including remove existing tile, lay new tile to bond with existing roof tiles including take up and relay adjacent tiles as necessary and remove waste and debris. | 179.448
201735 |  | R | N | Y | N | RF | VALLEY:RENEW TROUGH VALLEY TILES | Roofing | Clay/Concrete Roof Tiling | Bedded Ridges, Hips and Valley Tiles | LM | 218.9391 | Valley:Renew any type of trough valley tile incl. remove existing tile, lay new tile, renew battens, remove, refix tiles, felt etc., to either sides of valley, remake mortar bedding and remove spoil. | Valley:Renew any type of trough valley tile including remove existing tile, lay new tile, renew any defective battens, remove and refix tiles, felt etc., to either sides of valley and remake mortar bedding and remove waste and debris. | 218.9391
203101 |  | U | N | N | Y | RF | SLATE:RENEW FIBRE CEMENT NE 5 NO | Roofing | Slate Roofing | Fibre Cement Slating | IT | 39.8522 | Slate:Renew fibre cement slate to roof, take out defective slate, fix new with copper nails and disc rivet, renew defective battens and felt as necessary, remove waste and debris (in group ne 5 No.). | Slate:Renew fibre cement slate to roof including take out defective slate and fix new with copper nails and disc rivet including renew defective battens and felt as necessary and remove waste and debris (contained within a patch ne 1.00sm and ne 5 No. slates). | 39.8522
203103 |  | R | N | Y | N | RF | SLATE:RENEW FIBRE CEMENT OVER 5 NO | Roofing | Slate Roofing | Fibre Cement Slating | SM | 82.1258 | Slate:Renew fibre cement slate to roof, take out defective slate, fix new with copper nails and disc rivet, renew defective battens and felt as necessary, remove waste and debris (in group over 5 No). | Slate:Renew fibre cement slate to roof including take out defective slates and fix new with copper nails and disc rivet including renew defective battens and felt as necessary and remove waste and debris (in group over 5 No). | 82.1258
203107 |  | U | N | N | Y | RF | SLATE:REFIX FIBRE CEMENT NE 5 NO | Roofing | Slate Roofing | Fibre Cement Slating | IT | 34.3766 | Slate:Remove and refix loose slate including fixing with new copper nails and disc rivet and renew defective felt and battens as necessary (contained within a patch ne 1.00sm and ne 5 No. slates). | Slate:Remove and refix loose slate including fixing with new copper nails and disc rivet and renew defective felt and battens as necessary (contained within a patch ne 1.00sm and ne 5 No. slates). | 34.3766
203109 |  | U | N | N | Y | RF | SLATE:REFIX FIBRE CEMENT OVER 5 NO | Roofing | Slate Roofing | Fibre Cement Slating | SM | 59.7672 | Slate:Remove and refix loose slates including fixing with copper nails and disc rivet (in group over 5 No.). | Slate:Remove and refix loose slates including fixing with copper nails and disc rivet (in group over 5 No.). | 59.7672
203301 |  | U | N | N | Y | RF | SLATE:RENEW NATURAL SLATE NE 5 NO | Roofing | Slate Roofing | Natural Slating | IT | 58.8881 | Slate:Renew any size natural slate to roof fixed with clips or copper nails including renewing defective felt and battens as necessary and remove waste and debris. (in group ne 5 No.). | Slate:Renew any size natural slate to roof fixed with clips or copper nails including renewing defective felt and battens as necessary and remove waste and debris (contained within a patch ne 1.00sm and ne 5 No. slates). | 58.8881
203303 |  | R | N | Y | N | RF | SLATE:RENEW NATURAL SLATES OVER 5 NO | Roofing | Slate Roofing | Natural Slating | SM | 146.862 | Slate:Renew any size natural slates to roof fixed with clips or copper nails and remove waste and debris (in group over 5 No.). | Slate:Renew any size natural slates to roof fixed with clips or copper nails and remove waste and debris (in group over 5 No.). | 146.862
203307 |  | U | N | N | Y | RF | SLATE:REFIX NATURAL SLATES NE 5 NO | Roofing | Slate Roofing | Natural Slating | IT | 34.3766 | Slate:Remove and refix any size loose natural slate fixed with clips or copper nails including renewing defective roofing felt and battens as necessary (in group ne 5 No.). | Slate:Remove and refix any size loose natural slate fixed with clips or copper nails including renewing defective roofing felt and battens as necessary (contained within a patch ne 1.00sm and ne 5 No. slates). | 34.3766
203309 |  | U | N | N | Y | RF | SLATE:REFIX NATURAL SLATES OVER 5 NO | Roofing | Slate Roofing | Natural Slating | SM | 59.7672 | Slate:Remove and refix any size loose natural slates fixed with clips or copper nails (in group over 5 No.). | Slate:Remove and refix any size loose natural slates fixed with clips or copper nails (in group over 5 No.). | 59.7672
203503 |  | R | N | Y | N | RF | RIDGE:RENEW HALF ROUND OR ROLL TOP TILE TO SLATING | Roofing | Slate Roofing | Fibre Cement Slating - Ridge, Verge and Hips Tiles | LM | 108.5318 | Ridge:Renew half round or roll top ridge or hip tile fixed with galvanised steel clips and roofing screws with plastic washers, bed in mastic as per manufacturers technical data sheet, remove debris. | Ridge:Renew half round or roll top ridge or hip tile fixed with galvanised steel clips and roofing screws with plastic washers including bedding in mastic as per manufacturers technical data sheet and remove waste and debris. | 108.5318
203511 |  | R | N | Y | N | RF | RIDGE:RENEW MONO OR DUO-PITCH TILE TO SLATING | Roofing | Slate Roofing | Fibre Cement Slating - Ridge, Verge and Hips Tiles | LM | 119.0389 | Ridge:Renew mono or duo-pitch ridge or hip tile fixed with roofing screws with plastic washers including bedding in mastic as per manufacturers technical data sheet and remove waste and debris. | Ridge:Renew mono or duo-pitch ridge or hip tile fixed with roofing screws with plastic washers including bedding in mastic as per manufacturers technical data sheet and remove waste and debris. | 119.0389
203517 |  | R | N | Y | N | RF | RIDGE:RENEW GAS VENTILATION TO SLATING | Roofing | Slate Roofing | Fibre Cement Slating - Ridge, Verge and Hips Tiles | NO | 171.9218 | Ridge:Renew duo-pitch gas ventilation ridge, fixed with roofing screws with plastic washers including bedding in mastic as per manufacturers technical data sheet and remove waste and debris. | Ridge:Renew duo-pitch gas ventilation ridge, fixed with roofing screws with plastic washers including bedding in mastic as per manufacturers technical data sheet and remove waste and debris. | 171.9218
203519 |  | U | N | N | Y | RF | VERGE:RAKE OUT AND REPOINT IN MORTAR TO SLATING | Roofing | Slate Roofing | Fibre Cement Slating - Ridge, Verge and Hips Tiles | LM | 43.0118 | Verge:Rake out and repoint verge tiles to slate roof with coloured mortar (1:3) to match existing and remove waste and debris. | Verge:Rake out and repoint verge tiles to slate roof with coloured mortar (1:3) to match existing and remove waste and debris. | 43.0118
205001 |  | U | N | N | Y | RF | TILE:RENEW HANGING TILE NE 10 NO | Roofing | Vertical Coverings | Vertical Tile Hanging | IT | 30.9807 | Tile:Renew any plain concrete or clay hanging tile (in group ne 10 No.) including remove defective tile and fix new, replace felt and battens if necessary and remove waste and debris. | Tile:Renew any plain concrete or clay hanging tile (contained within a patch ne 1.00sm and ne 10 No. tiles) including remove defective tile and fix new, replace felt and battens if necessary and remove waste and debris. | 30.9807
205003 |  | R | N | Y | N | RF | TILE:RENEW HANGING TILES OVER 10 NO | Roofing | Vertical Coverings | Vertical Tile Hanging | SM | 133.537 | Tile:Renew any plain concrete or clay hanging tiles (in group over 10 No.) and remove spoil. | Tile:Renew any plain concrete or clay hanging tiles (in group over 10 No.) and remove waste and debris. | 133.537
205006 |  | R | N | Y | N | RF | VERTICAL COVERING:EXTRA TO RENEW FELT AND BATTENS | Roofing | Vertical Coverings | Vertical Tile Hanging | SM | 35.0433 | Vertical Covering:Extra over any renewal or refixing of roof tiles or slates for renew roofing felt and battens. | Vertical Covering:Extra over any renewal or refixing of roof tiles or slates for renew roofing felt and battens. | 35.0433
205007 |  | U | N | N | Y | RF | TILE:REFIX HANGING NE 10 NO | Roofing | Vertical Coverings | Vertical Tile Hanging | IT | 26.289 | Tile:Remove and refix loose plain concrete or clay hanging tiles (contained within a patch ne 1.00sm and ne 10 No. tiles). | Tile:Remove and refix loose plain concrete or clay hanging tiles (contained within a patch ne 1.00sm and ne 10 No. tiles). | 26.289
205009 |  | U | N | N | Y | RF | TILE:REFIX HANGING OVER 10 NO | Roofing | Vertical Coverings | Vertical Tile Hanging | SM | 82.2325 | Tile:Remove and refix loose plain concrete or clay hanging tiles (in group over 10 No.). | Tile:Remove and refix loose plain concrete or clay hanging tiles (in group over 10 No.). | 82.2325
205013 |  | R | N | Y | N | RF | TILE:RENEW FEATURE TILE HANGING | Roofing | Vertical Coverings | Vertical Tile Hanging | NO | 12.0984 | Tile:Renew any pattern or feature tile to tile hanging including remove defective tile and fix new, and remove spoil. | Tile:Renew any pattern or feature tile to tile hanging including including remove tiles as necessary for access, remove defective tile and fix new, replace felt and battens if necessary and remove waste and debris. | 12.0984
205015 |  | R | N | Y | N | RF | TILE:RENEW ANGLE HANGING TILE | Roofing | Vertical Coverings | Vertical Tile Hanging | LM | 144.16 | Tile:Renew internal or external angle tile to tile hanging including remove tiles for access, remove defective tile, fix new, reinstate tile hanging, and remove spoil. | Tile:Renew angle tile to tile hanging including remove tiles as necessary for access, remove defective tile and fix new and reinstate tile hanging, renew felt and battens as necessary and remove waste and debris. | 144.16
207001 |  | U | N | N | Y | RF | SLATE:RENEW HANGING SLATE NE 5 NO | Roofing | Vertical Coverings | Vertical Fibre Cement Slating | IT | 39.8522 | Slate:Renew fibre cement hanging slate including take out defective slate, fix new, renew defective battens, felt as necessary, remove spoil (in group ne 5 No.). | Slate:Renew fibre cement hanging slate including take out defective slate and fix new with copper nails, disc rivet or clips including renew defective battens and felt as necessary and remove waste and debris (contained within a patch ne 1.00sm and ne 5 No. slates). | 39.8522
207003 |  | R | N | Y | N | RF | SLATE:RENEW HANGING SLATES OVER 5 NO | Roofing | Vertical Coverings | Vertical Fibre Cement Slating | SM | 82.1258 | Slate:Renew fibre cement hanging slates including remove existing and fix new with copper nails and disc rivet or clips and remove waste and debris (in group over 5 No.). | Slate:Renew fibre cement hanging slates including remove existing and fix new with copper nails and disc rivet or clips and remove waste and debris (in group over 5 No.). | 82.1258
207007 |  | U | N | N | Y | RF | SLATE:REFIX HANGING SLATE NE 5 NO | Roofing | Vertical Coverings | Vertical Fibre Cement Slating | IT | 34.3766 | Slate:Remove and refix loose hanging slate including fixing with new copper nails and disc rivet or clips, renew defective felt and battens as necessary (in group ne 5 No.). | Slate:Remove and refix loose hanging slate including fixing with new copper nails and disc rivet or clips, renew defective felt and battens as necessary (contained within a patch ne 1.00sm and ne 5 No. slates). | 34.3766
207009 |  | U | N | N | Y | RF | SLATE:REFIX HANGING SLATE OVER 5 NO | Roofing | Vertical Coverings | Vertical Fibre Cement Slating | SM | 59.7672 | Slate:Remove and refix loose hanging slates including fixing with copper nails and disc rivet or clips renew defective felt and battens as necessary (in group over 5 No.). | Slate:Remove and refix loose hanging slates including fixing with copper nails and disc rivet or clips renew defective felt and battens as necessary (in group over 5 No.). | 59.7672
209001 |  | R | N | Y | N | RF | VERGE:RENEW DRY OR CLOAKED VERGE COMPLETE | Roofing | Clay/Concrete Roof Tiling | Dry Verge, Ridge and Hip Tiles | LM | 38.1438 | Verge:Renew dry or cloaked verge complete, remove/refix tiles as necessary, remove existing, fix new dry or cloaked verge and half tile, end stops, jointing pieces, ridge end units, make good. | Verge:Renew dry or cloaked verge complete including remove tiles as necessary, remove existing and fix new dry verge including end stops, jointing pieces, ridge end units, refix tiles and make good and remove waste and debris. | 38.1438
209003 |  | U | N | N | Y | RF | VERGE:REFIX DRY OR CLOAKED VERGE COMPLETE | Roofing | Clay/Concrete Roof Tiling | Dry Verge, Ridge and Hip Tiles | LM | 28.4211 | Verge:Refix dry verge complete, remove/refix tiles as necessary, remove existing and refix dry verge or cloaked verge and half tile including end stops, jointing pieces, ridge end units, make good. | Verge:Refix dry or cloaked verge complete including remove tiles as necessary, remove existing and refix dry verge including end stops, jointing pieces, ridge end units, refix tiles and make good. | 28.4211
209005 |  | U | N | N | Y | RF | VERGE:RENEW OR REFIX DRY VERGE RIDGE OR END STOP | Roofing | Clay/Concrete Roof Tiling | Dry Verge, Ridge and Hip Tiles | NO | 9.8447 | Verge:Renew or refix dry verge ridge end or end stop. | Verge:Renew or refix dry verge, ridge end or end stop. | 9.8447
209015 |  | R | N | Y | N | RF | RIDGE:RENEW DRY RIDGE TILES | Roofing | Clay/Concrete Roof Tiling | Dry Verge, Ridge and Hip Tiles | LM | 69.3716 | Ridge:Renew any type of dry ridge tile including remove existing, renew filler units, fix new dry ridge tile to ridge board, ridge to ridge sealing pieces and blocked end ridge tiles, remove spoil. | Ridge:Renew any type of dry ridge tile including remove existing, renew filler units to both sides of ridge and fix new dry ridge tile with aluminium alloy nails with integral washers to ridge board including ridge to ridge sealing pieces and blocked end ridge tiles where necessary and remove waste and debris. | 69.3716
209017 |  | R | N | Y | N | RF | RIDGE:RENEW DRY RIDGE GAS FLUE TERMINAL | Roofing | Clay/Concrete Roof Tiling | Dry Verge, Ridge and Hip Tiles | NO | 198.8804 | Ridge:Renew Gas flue ridge terminal to any dry ridge system including remove existing and fix new with stainless steel nails with neoprene washers to ridge including renew profile filler units. | Ridge:Renew Gas flue ridge terminal to any dry ridge system including remove existing and fix new with stainless steel nails with neoprene washers to ridge including renew profile filler units and remove waste and debris. | 198.8804
211001 |  | R | N | Y | N | RF | VENT:RENEW VENT ROOF TILE UNIT | Roofing | Clay/Concrete Roof Tiling | Roof Ventilation | NO | 132.9365 | Vent:Renew or supply and fix new ventilation roof tile unit complete to match existing roof tiles or slates including remove, refix adjacent tiles as necessary. | Vent:Renew or supply and fix new ventilation roof tile unit complete to match existing roof tiles or slates including remove, refix adjacent tiles as necessary. | 132.9365
211003 |  | R | N | Y | N | RF | RIDGE:RENEW WITH HALF ROUND OR ANGLE VENT TILE | Roofing | Clay/Concrete Roof Tiling | Roof Ventilation | NO | 162.5846 | Ridge:Remove half round or angle ridge tile and renew with ventilator ridge tile, edge bedded onto roof tiles and with solid bedding at butt joints in coloured mortar (1:3) andremove spoil. | Ridge:Remove half round or angle ridge tile and renew with ventilator ridge tile, edge bedded onto roof tiles and with solid bedding at butt joints in coloured mortar (1:3) and remove waste and debris. | 162.5846
211009 |  | R | N | Y | N | RF | RIDGE:RENEW DRY VENT TILES | Roofing | Clay/Concrete Roof Tiling | Roof Ventilation | LM | 105.899 | Ridge:Renew any type of dry vent ridge tile including remove existing, renew filler units/air flow control units, fix new dry vent ridge tile system complete and remove spoil. | Ridge:Renew any type of dry vent ridge tile including remove existing, renew filler units/air flow control units to both sides of ridge and fix new dry vent ridge tile with stainless steel nails with integral washers to ridge board including ridge to ridge sealing pieces and blocked end ridge tiles where necessary and remove waste and debris. | 105.899
211011 |  | R | N | Y | N | RF | VENT:RENEW EAVES VENTILATORS | Roofing | Clay/Concrete Roof Tiling | Roof Ventilation | LM | 46.0652 | Vent:Renew or supply and fix new eaves ventilators complete including remove and refix tiles and underlay as necessary, and fix in accordance with manufacturers technical data sheet and remove spoil. | Vent:Renew or supply and fix new eaves ventilators complete including remove and refix tiles and underlay as necessary, all trays, skirts, eaves filler units, aprons, fascias, grills and the like and fix in accordance with manufacturers technical data sheet and remove waste and debris. | 46.0652
211013 |  | U | N | N | Y | RF | EAVES:INSTALL COMB FILLER | Roofing | Clay/Concrete Roof Tiling | Roof Ventilation | LM | 37.4072 | Eaves:Renew or supply and fix new eaves comb fillers complete, remove, refix tiles and underlay, all trays, skirts, eaves filler units, aprons, fascias, grills and the like remove waste and debris. | Eaves:Renew or supply and fix new eaves comb fillers complete including remove and refix tiles and underlay as necessary, all trays, skirts, eaves filler units, aprons, fascias, grills and the like and fix in accordance with manufacturers technical data sheet and remove waste and debris. | 37.4072
211015 |  | U | N | N | Y | RF | EAVES:INSTALL COMB FILLER WITH TILE REPLACEMENT | Roofing | Clay/Concrete Roof Tiling | Roof Ventilation | LM | 6.8542 | Eaves:Renew or supply and fix new eaves comb fillers complete in conjunction with tile replacement works and fix in accordance with manufacturers technical data sheet and remove spoil. | Eaves:Renew or supply and fix new eaves comb fillers complete in conjunction with tile replacement works and fix in accordance with manufacturers technical data sheet and remove spoil. | 6.8542
213001 |  | R | N | Y | N | RF | SHEETING:RENEW GALVANISED CORRUGATED IRON | Roofing | Sheet Roofing | Sheet Roof Coverings | SM | 64.2348 | Sheeting:Renew 24 gauge galvanised corrugated iron sheeting fixed with hook bolts or drive screws complete with caps and washers and remove waste and debris. | Sheeting:Renew 24 gauge galvanised corrugated iron sheeting fixed with hook bolts or drive screws complete with caps and washers and remove waste and debris. | 64.2348
213003 |  | R | N | Y | N | RF | SHEETING:RENEW CORRUGATED REINFORCED CEMENT | Roofing | Sheet Roofing | Sheet Roof Coverings | SM | 44.5086 | Sheeting:Renew corrugated reinforced asbestos free cement sheeting fixed with hook bolts or drive screws complete with caps and washers and remove waste and debris. | Sheeting:Renew corrugated reinforced asbestos free cement sheeting fixed with hook bolts or drive screws complete with caps and washers and remove waste and debris. | 44.5086
213005 |  | R | N | Y | N | RF | SHEETING:RENEW CLEAR PLASTIC | Roofing | Sheet Roofing | Sheet Roof Coverings | SM | 39.8403 | Sheeting:Renew clear plastic corrugated sheeting fixed with hook bolts or drive screws complete with caps and washers and remove waste and debris. | Sheeting:Renew clear plastic corrugated sheeting fixed with hook bolts or drive screws complete with caps and washers and remove waste and debris. | 39.8403
213007 |  | R | N | Y | N | RF | SHEETING:RENEW COLOURED PLASTIC | Roofing | Sheet Roofing | Sheet Roof Coverings | SM | 42.309 | Sheeting:Renew coloured plastic corrugated sheeting fixed with hook bolts or drive screws complete with caps and washers and remove waste and debris. | Sheeting:Renew coloured plastic corrugated sheeting fixed with hook bolts or drive screws complete with caps and washers and remove waste and debris. | 42.309
213009 |  | R | N | Y | N | RF | SHEETING:RENEW TRANSLUCENT | Roofing | Sheet Roofing | Sheet Roof Coverings | SM | 49.2237 | Sheeting:Renew corrugated fire resisting glass fibre reinforced translucent sheeting fixed with hook bolts or drive screws complete with caps and washers and remove waste and debris. | Sheeting:Renew corrugated fire resisting glass fibre reinforced translucent sheeting fixed with hook bolts or drive screws complete with caps and washers and remove waste and debris. | 49.2237
213011 |  | R | N | Y | N | RF | SHEETING:RENEW PVC COLOUR COATED GALVANISED | Roofing | Sheet Roofing | Sheet Roof Coverings | SM | 61.1109 | Sheeting:Renew PVC colour coated both sides galvanised steel profiled sheeting 0.70mm thick fixed with hook bolts and washers and remove waste and debris. | Sheeting:Renew PVC colour coated both sides galvanised steel profiled sheeting 0.70mm thick fixed with hook bolts and washers and remove waste and debris. | 61.1109
213013 |  | R | N | Y | N | RF | SHEETING:RENEW EAVES FILLER PIECE | Roofing | Sheet Roofing | Sheet Roof Coverings | LM | 19.5285 | Sheeting:Renew eaves filler piece to corrugated roof sheeting and remove waste and debris. | Sheeting:Renew eaves filler piece to corrugated roof sheeting and remove waste and debris. | 19.5285
213015 |  | R | N | Y | N | RF | SHEETING:RENEW TWO PIECE RIDGE | Roofing | Sheet Roofing | Sheet Roof Coverings | LM | 57.3905 | Sheeting:Renew two piece ridge to corrugated roof sheeting, and remove waste and debris. | Sheeting:Renew two piece ridge to corrugated roof sheeting and remove waste and debris. | 57.3905
213021 |  | R | N | N | N | RF | SHEETING:RENEW GALVANISED CORRUGATED IRON NE 1.8m | Roofing | Sheet Roofing | Sheet Roof Coverings | NO | 89.9357 | Sheeting:Renew 24 gauge galvanised corrugated iron sheeting NE 1.8m x 1.0m fixed with hook bolts or drive screws complete with caps and washers and remove waste and debris. | Sheeting:Renew 24 gauge galvanised corrugated iron sheeting ne 1.8m x 1.0m fixed with hook bolts or drive screws complete with caps and washers and remove waste and debris. | 89.9357
213023 |  | R | N | N | N | RF | SHEETING:RENEW GALVANISED CORRUGATED IRON NE 2.4m | Roofing | Sheet Roofing | Sheet Roof Coverings | NO | 141.3376 | Sheeting:Renew 24 gauge galvanised corrugated iron sheeting NE 2.5m x 1.0m fixed with hook bolts or drive screws complete with caps and washers and remove waste and debris. | Sheeting:Renew 24 gauge galvanised corrugated iron sheeting ne 2.5m x 1.0m fixed with hook bolts or drive screws complete with caps and washers and remove waste and debris. | 141.3376
215001 |  | U | N | N | Y | RF | ROOF:SWEEP AND APPLY 2 COATS WP COMPOUND | Roofing | Remedial Works | Liquid Applied Waterproof Roof Covering | SM | 30.6669 | Roof:Sweep off and apply two coats of waterproofing compound and apply sand dressing between coats and remove waste and debris. | Roof:Sweep off and apply two coats of waterproofing compound and apply sand dressing between coats and remove waste and debris. | 30.6669
215002 |  | R | N | Y | N | RF | ROOF:SWEEP AND APPLY 3 COATS WP COMPOUND | Roofing | Remedial Works | Liquid Applied Waterproof Roof Covering | SM | 44.2089 | Roof:Sweep off and apply three coats of waterproofing compound and apply sand dressing between coats and remove waste and debris. | Roof:Sweep off and apply three coats of waterproofing compound and apply sand dressing between coats and remove waste and debris. | 44.2089
215003 |  | U | N | N | Y | RF | ROOF:SEALING COMPOUND TO CRACKS | Roofing | Remedial Works | Liquid Applied Waterproof Roof Covering | LM | 7.8977 | Roofing:Apply sealing compound to cracks to roof or leadwork. | Roofing:Apply sealing compound to cracks to roof or leadwork. | 7.8977
215005 |  | U | N | N | Y | RF | ROOF:SWEEP AND APPLY BITUMEN | Roofing | Remedial Works | Liquid Applied Waterproof Roof Covering | SM | 28.8185 | Roofing:Brush off loose chippings and clean down roof and apply three coats of bitumen compound and remove waste and debris. | Roofing:Brush off loose chippings and clean down roof and apply three coats of bitumen compound and remove waste and debris. | 28.8185
215007 |  | U | N | N | Y | RF | ROOF:SWEEP AND APPLY STONE CHIPPINGS | Roofing | Remedial Works | Liquid Applied Waterproof Roof Covering | SM | 14.9766 | Roofing:Brush off loose chippings from roof and supply and lay limestone chippings bonded with hot bitumen compound and remove waste and debris. | Roofing:Brush off loose chippings from roof and supply and lay limestone chippings bonded with hot bitumen compound and remove waste and debris. | 14.9766
215009 |  | U | N | N | Y | RF | ROOF:PREPARE AND PATCH NE 2.0SM | Roofing | Remedial Works | Liquid Applied Waterproof Roof Covering | IT | 74.4377 | Roofing:Prepare and apply two coats of approved liquid applied roof coating to roofing felt, in patches ne 2.00sm and remove waste and debris. | Roofing:Prepare and apply two coats of approved liquid applied roof coating to roofing felt, in patches ne 2.00sm and remove waste and debris. | 74.4377
215011 |  | U | N | N | Y | RF | ROOF:PREPARE AND PATCH OVER 2.0SM | Roofing | Remedial Works | Liquid Applied Waterproof Roof Covering | SM | 46.8479 | Roofing:Prepare and apply two coats of approved liquid applied roof coating to roofing felt, in areas over 2.00sm and remove waste and debris. | Roofing:Prepare and apply two coats of approved liquid applied roof coating to roofing felt, in areas over 2.00sm and remove waste and debris. | 46.8479
215013 |  | U | N | N | Y | RF | GUTTER:APPLY 2 COATS WATERPROOF TO FINLOCK | Roofing | Remedial Works | Liquid Applied Waterproof Roof Covering | LM | 48.5561 | Gutter:Clean out gutter, rake out and apply sealant to joints and prepare and apply two coats of proprietary waterproof sealing compound to inside surfaces of Finlock gutter remove spoil. | Gutter:Clean out gutter, rake out and apply sealant to joints and prepare and apply two coats of proprietary waterproof sealing compound to inside surfaces of Finlock gutter and remove waste and debris. | 48.5561
215031 |  | U | N | N | Y | RF | ROOF:LIQUID APPLIED WATER PROOF MEMBRANE | Roofing | Remedial Works | Liquid Applied Waterproof Roof Covering | SM | 67.979 | Roof:Renew existing flat roof covering with Kemperol V210 or other cold liquid applied waterproofing system, prime, apply base coat, lay fleece reinforcement, apply top coat, remove waste, debris. | Roof:Renew any existing flat roof covering with cold liquid applied water proofing system, strip existing covering, prepare and prime, apply base coat of Kemperol V210 or equal and approved, lay fleece reinforcement and apply top coat of Kemperol v210, including all kerbs, upstands, downstands, drips, angles, dressing into outlets, around pipes etc, and remove waste and debris. | 67.979
215032 |  | R | N | N | N | RF | ROOF:RENEW KEMPEROL 210 WATERPROOF 100 INSULATION | Roofing | Remedial Works | Liquid Applied Waterproof Roof Covering | SM | 100.5761 | Roof:Renew any existing flat roof covering with Kemperol V210 waterproofing roofing system or other equal and approved, 100mm insulation, prepare, primer, base layer, fleece reinforcement, top coat. | Roof:Renew any existing flat roof covering with Kemperol V210 waterproofing roofing system or other equal and approved, strip existing covering, install 100mm insulation, prepare and prime with Kempertec primer, base layer of liquid applied Kemperol V210, fleece reinforcement, and Kemperol V210 liquid applied top coat, including all kerbs, upstands, downstands, drips, angles, dressing into outlets, around pipes etc, and remove waste and debris. | 100.5761
215033 |  | R | N | N | N | RF | ROOF:RENEW KEMPEROL 210 WATERPROOF 120 INSULATION | Roofing | Remedial Works | Liquid Applied Waterproof Roof Covering | SM | 109.5624 | Roof:Renew any existing flat roof covering with Kemperol V210 waterproofing roofing system or other equal and approved, 120mm insulation, prepare, primer, base layer, fleece reinforcement, top coat. | Roof:Renew any existing flat roof covering with Kemperol V210 waterproofing roofing system or other equal and approved, strip existing covering, install 120mm insulation, prepare and prime with Kempertec primer, base layer of liquid applied Kemperol V210, fleece reinforcement, and Kemperol V210 liquid applied top coat, including all kerbs, upstands, downstands, drips, angles, dressing into outlets, around pipes etc, and remove waste and debris. | 109.5624
217001 |  | R | N | Y | N | RF | FELT:RENEW HP PLAIN OR MINERAL FINISH 2L | Roofing | Felt Roofing | Felt Roofing - Two Layer | SM | 57.5543 | Felt:Renew felt roofing with two layer high performance felt, strip and remove existing covering, prepare and lay roofing with plain or mineral surface finish to top layer, all labours. | Felt:Renew felt roofing with two layer high performance felt including strip and remove existing covering and prepare sub-base to receive new felt roofing, supply and lay two layer high performance felt roofing with plain or mineral surface finish to top layer including all kerbs, upstands, downstands, drips, angles, dressing into outlets, around pipes etc. and remove waste and debris. | 57.5543
217002 |  | R | N | Y | N | RF | FELT:RENEW HP TORCH ON PLAIN OR MINERAL 1L | Roofing | Felt Roofing | Felt Roofing - One Layer | SM | 40.8461 | Felt:Renew felt roofing with one layer high performance Torch On felt, strip and remove existing covering, prepare and lay roofing with plain or mineral surface finish to top layer. | Felt:Renew felt roofing with one layer high performance 'Torch On' felt including strip and remove existing covering and prepare sub-base to receive new felt roofing, supply and lay one layer high performance 'Torch On' felt roofing with plain or mineral surface finish including all kerbs, upstands, downstands, drips, angles, dressing to outlets, around pipes etc. and remove waste and debris. | 40.8461
217003 |  | R | N | Y | N | RF | FELT:RENEW HP STONE CHIPPINGS 2L | Roofing | Felt Roofing | Felt Roofing - Two Layer | SM | 72.5309 | Felt:Renew felt roofing with two layer high performance felt, strip and remove existing covering, prepare and lay roofing with stone chippings to top layer, all labours. | Felt:Renew felt roofing with two layer high performance felt including strip and remove existing covering and prepare sub-base to receive new felt roofing, supply and lay two layer high performance felt roofing with top layer plain finish with stone chippings bonded in bitumen dressing compound including all kerbs, upstands, downstands, drips, angles, dressing to outlets, around pipes and the like and remove waste and debris. | 72.5309
217004 |  | R | N | Y | N | RF | FELT:RENEW HP TORCH ON CHIPPINGS 1L | Roofing | Felt Roofing | Felt Roofing - One Layer | SM | 51.3297 | Felt:Renew felt roofing with one layer high performance Torch On felt, strip and remove existing covering, prepare and lay roofing with stone chippings to top layer, all labours. | Felt:Renew felt roofing with one layer high performance 'Torch On' felt including strip and remove existing covering and prepare sub-base to receive new felt roofing, supply and lay one layer performance 'Torch On' felt roofing with plain finish with stone chippings bonded in bitumen dressing compound including all kerbs upstands, downstands, drips, angles, dressing to outlets, around pipes and the like and remove waste and debris. | 51.3297
217005 |  | R | N | Y | N | RF | FELT:RENEW HP TORCH ON PLAIN OR MINERAL 2L | Roofing | Felt Roofing | Felt Roofing - Two Layer | SM | 57.5543 | Felt:Renew felt roofing with two layer high performance Torch On felt, strip and remove existing covering, prepare and lay roofing with plain or mineral surface finish to top layer. | Felt:Renew felt roofing with two layer high performance 'Torch On' felt including strip and remove existing covering and prepare sub-base to receive new felt roofing, supply and lay two layer high performance 'Torch On' felt roofing with plain or mineral surface finish to top layer including all kerbs, upstands, downstands, drips, angles, dressing to outlets, around pipes etc. and remove waste and debris. | 57.5543
217007 |  | R | N | Y | N | RF | FELT:RENEW HP TORCH ON CHIPPINGS 2L | Roofing | Felt Roofing | Felt Roofing - Two Layer | SM | 72.5309 | Felt:Renew felt roofing with two layer high performance Torch On felt, strip and remove existing covering, prepare and lay roofing with stone chippings to top layer, all labours. | Felt:Renew felt roofing with two layer high performance 'Torch On' felt including strip and remove existing covering and prepare sub-base to receive new felt roofing, supply and lay two layer performance 'Torch On' felt roofing with top layer plain finish with stone chippings bonded in bitumen dressing compound including all kerbs upstands, downstands, drips, angles, dressing to outlets, around pipes and the like and remove waste and debris. | 72.5309
217008 |  | R | N | Y | N | RF | FELT:RENEW HP TORCH ON PLAIN OR MINERAL VENT 2L | Roofing | Felt Roofing | Felt Roofing - Two Layer | SM | 68.0378 | Felt:Renew felt roofing with two layer high performance Torch On ventilating felt, strip and remove existing covering, prepare and lay roofing with plain or mineral surface finish to top layer. | Felt:Renew felt roofing with two layer high performance 'Torch On' ventilating felt including strip and remove existing covering and prepare sub-base to receive new felt roofing, supply and lay two layer high performance 'Torch On' felt roofing with plain or mineral surface finish to top layer including all kerbs, upstands, downstands, drips, angles, dressing to outlets, around pipes etc. and remove waste and debris. | 68.0378
217009 |  | U | N | N | Y | RF | FELT:REPAIR PATCH NE 2.0SM 2L | Roofing | Felt Roofing | Felt Roofing - Two Layer | IT | 62.7845 | Felt:Repair patch ne 2.00sm including brush or clear away chippings, cut out top layer of felt, cover with new felt, bond with bitumen to adjacent layers, relay or renew chippings, remove spoil. | Felt:Repair patch ne 2.00sm including brush/clear away chippings, cut out top layer of felt, cover with new felt and bond with bitumen to adjacent layers, relay chippings including renew if deficient and remove waste and debris. | 62.7845
217013 |  | U | N | N | Y | RF | FELT:REPAIR NE 2.0SM (TORCH ON) 2L | Roofing | Felt Roofing | Felt Roofing - Two Layer | IT | 74.3675 | Felt:Repair patch ne 2.00sm with Torch On felt roofing system, cut out defective layer of felt, heat new felt and lay and bond over adjacent layers, relay or renew chippings, remove spoil. | Felt:Repair patch ne 2.00sm with 'Torch On' felt roofing system, cut out defective layer of felt, heat new felt and lay and bond over adjacent layers, relay chippings including renew if deficient and remove waste and debris. | 74.3675
217014 |  | R | N | Y | N | RF | FELT:REPAIR NE 2.0SM (TORCH ON) VENTILATING 2L | Roofing | Felt Roofing | Felt Roofing - Two Layer | IT | 79.9721 | Felt:Repair patch ne 2.00sm with Torch On ventilating felt roofing system, cut out defective layer of felt, heat new felt and lay and bond over adjacent layers, relay or renew chippings, remove spoil. | Felt:Repair patch ne 2.00sm with 'Torch On' ventilating felt roofing system, cut out defective layer of felt, heat new felt and lay and bond over adjacent layers, relay chippings including renew if deficient and remove waste and debris. | 79.9721
217019 |  | U | N | N | Y | RF | FELT:REPAIR UPSTAND NE 300MM GIRTH 2L | Roofing | Felt Roofing | Felt Roofing - Two Layer | LM | 37.9685 | Felt:Repair upstand ne 300mm girth including cut out top layer of felt, cover with new mineral felt bond with bitumen to adjacent layers, rake out chase and repoint in cement mortar, remove spoil. | Felt:Repair upstand ne 300mm girth including cut out top layer of felt, cover with new mineral felt bond with bitumen to adjacent layers, rake out chase and repoint in cement mortar and remove waste and debris. | 37.9685
217021 |  | R | N | Y | N | RF | FELT:RENEW ANY GIRTH GUTTER 2L | Roofing | Felt Roofing | Felt Roofing - Two Layer | LM | 31.5918 | Felt:Renew two layer felt to any girth gutter including remove defective felt and lay new felt bedded in hot bitumen and remove waste and debris. | Felt:Renew two layer felt to any girth gutter including remove defective felt and lay new felt bedded in hot bitumen and remove waste and debris. | 31.5918
217023 |  | U | N | N | Y | RF | FELT:SEAL ROOFING AROUND OUTLET | Roofing | Felt Roofing | Felt Roofing - Two Layer | NO | 12.0704 | Felt:Reseal around rainwater outlet with hot bitumen. | Felt:Seal around rainwater outlet with hot bitumen. | 12.0704
217025 |  | R | N | Y | N | RF | ROOF:RENEW ALUMINIUM EDGING | Roofing | Felt Roofing | Felt Roofing - Two Layer | LM | 24.1499 | Felt:Take off existing, clear away and renew preformed aluminium edging including all angles and ends, dress felt roofing into groove and remove waste and debris. | Felt:Take off existing, clear away and renew preformed aluminium edging including all angles and ends, dress felt roofing into groove and remove waste and debris. | 24.1499
217027 |  | U | N | N | Y | RF | FELT:FIX FLASHBAND NE 300MM GIRTH | Roofing | Felt Roofing | Felt Roofing - Two Layer | LM | 24.6876 | Felt:Fix flashband upstand or skirting ne 300mm girth including prime surface. | Felt:Fix flashband upstand or skirting ne 300mm girth including prime surface. | 24.6876
217029 |  | U | N | N | Y | RF | FELT:APPLY SOLAR REFLECT PAINT (PER COAT) | Roofing | Felt Roofing | Felt Roofing - Two Layer | SM | 14.5205 | Felt:Prepare and apply solar reflective paint to general surfaces of felt roofing (per coat). | Felt:Prepare and apply solar reflective paint to general surfaces of felt roofing (per coat). | 14.5205
217031 |  | R | N | Y | N | RF | FELT:RENEW CHIPPINGS | Roofing | Felt Roofing | Felt Roofing - Two Layer | SM | 32.949 | Felt:Renew chippings to roof including remove old chippings and clear away, apply cold compound and spread new chippings (as sole job) and remove waste and debris. | Felt:Renew chippings to roof including remove old chippings and clear away, apply cold compound and spread new chippings (as sole job) and remove waste and debris. | 32.949
217032 |  | R | N | Y | N | RF | FELT:OVERHAUL FLAT ROOFING | Roofing | Felt Roofing | Felt Roofing - Two Layer | SM | 44.7434 | Felt:Overhaul felt roofing to flat roof area, remove moss etc., redress old chippings, supply, spread new chippings as necessary, rewedge, redress flashings, clear gutters, remove waste and debris. | Felt:Overhaul felt roofing to flat roof area, including removing moss, algae and other debris, redress old chippings, supply and spread new chippings as necessary, rewedge and redress flashings, clear associated gutters and remove waste and debris. | 44.7434
217101 |  | R | N | Y | N | RF | FELT:RENEW HP PLAIN OR MINERAL FINISH 3L | Roofing | Felt Roofing | Felt Roofing - Three Layer | SM | 66.7979 | Felt:Renew felt roofing with three layer high performance felt, strip and remove existing covering, prepare and lay roofing with plain or mineral surface finish to top layer, all labours. | Felt:Renew felt roofing with three layer high performance felt including strip and remove existing covering and prepare sub-base to receive new felt roofing, supply and lay three layer high performance felt roofing with plain or mineral surface finish to top layer including all kerbs, upstands, downstands, drips, angles, dressing into outlets, around pipes etc. and remove waste and debris. | 66.7979
217103 |  | R | N | Y | N | RF | FELT:RENEW HP STONE CHIPPINGS 3L | Roofing | Felt Roofing | Felt Roofing - Three Layer | SM | 81.7744 | Felt:Renew felt roofing with three layer high performance felt, strip and remove existing covering, prepare and lay roofing with stone chippings to top layer, all labours. | Felt:Renew felt roofing with three layer high performance felt including strip and remove existing covering and prepare sub-base to receive new felt roofing, supply and lay three layer high performance felt roofing with top layer plain finish with stone chippings bonded in bitumen dressing compound including all kerbs, upstands, downstands, drips, angles, dressing to outlets, around pipes and the like and remove waste and debris. | 81.7744
217105 |  | R | N | Y | N | RF | FELT:RENEW HP TORCH ON PLAIN OR MINERAL 3L | Roofing | Felt Roofing | Felt Roofing - Three Layer | SM | 66.7979 | Felt:Renew felt roofing with three layer high performance Torch On felt, strip and remove existing covering, prepare and lay roofing with plain or mineral surface finish to top layer. | Felt:Renew felt roofing with three layer high performance 'Torch On' felt including strip and remove existing covering and prepare sub-base to receive new felt roofing, supply and lay three layer high performance 'Torch On' felt roofing with plain or mineral surface finish to top layer including all kerbs, upstands, downstands, drips, angles, dressing to outlets, around pipes etc. and remove waste and debris. | 66.7979
217107 |  | R | N | Y | N | RF | FELT:RENEW HP TORCH ON CHIPPINGS 3L | Roofing | Felt Roofing | Felt Roofing - Three Layer | SM | 81.7744 | Felt:Renew felt roofing with three layer high performance Torch On felt, strip and remove existing covering, prepare and lay roofing with stone chippings to top layer, all labours. | Felt:Renew felt roofing with three layer high performance 'Torch On' felt including strip and remove existing covering and prepare sub-base to receive new felt roofing, supply and lay three layer performance 'Torch On' felt roofing with top layer plain finish with stone chippings bonded in bitumen dressing compound including all kerbs, upstands, downstands, drips, angles, dressing to outlets, around pipes and the like and remove waste and debris. | 81.7744
217109 |  | U | N | N | Y | RF | FELT:REPAIR PATCH NE 2.0SM 3L | Roofing | Felt Roofing | Felt Roofing - Three Layer | IT | 88.518 | Felt:Repair patch ne 2.00sm including brush or clear away chippings, cut out top two layers of felt, lay new felt bond with bitumen to adjacent layers, relay or renew chippings, remove spoil. | Felt:Repair patch ne 2.00sm including brush/clear away chippings, cut out top two layers of felt, cover with new felt and bond with bitumen to adjacent layers, relay chippings including renew if deficient and remove waste and debris. | 88.518
217113 |  | U | N | N | Y | RF | FELT:REPAIR NE 2.0SM (TORCH ON) 3L | Roofing | Felt Roofing | Felt Roofing - Three Layer | IT | 86.7207 | Felt:Repair patch ne 2.00sm with torch on felt roofing system, cut out top two layers of felt, heat new felt and lay and bond over adjacent layers, relay or renew chippings, remove spoil. | Felt:Repair patch ne 2.00sm with torch on felt roofing system, cut out defective top two layers of felt, heat new felt and lay and bond over adjacent layers, relay chippings including renew if deficient and remove waste and debris. | 86.7207
217119 |  | U | N | N | Y | RF | FELT:REPAIR UPSTAND NE 300MM GIRTH 3L | Roofing | Felt Roofing | Felt Roofing - Three Layer | LM | 42.9553 | Felt:Repair upstand ne 300mm girth including cut out top two layers of felt, cover with new mineral felt bond with bitumen to adjacent layers, rake out chase and repoint in mortar, remove spoil. | Felt:Repair upstand ne 300mm girth including cut out top two layers of felt, cover with new mineral felt bond with bitumen to adjacent layers, rake out chase and repoint in cement mortar and remove waste and debris. | 42.9553
217121 |  | R | N | Y | N | RF | FELT:RENEW ANY GIRTH GUTTER 3L | Roofing | Felt Roofing | Felt Roofing - Three Layer | LM | 39.3608 | Felt:Renew three layer felt to any size gutter including remove defective felt and lay new felt bedded in hot bitumen and remove waste and debris. | Felt:Renew three layer felt to any size gutter including remove defective felt and lay new felt bedded in hot bitumen and remove waste and debris. | 39.3608
218001 |  | R | N | Y | N | RF | BUTYL:REPAIRS PATCH NE 2.0SM | Roofing | Butyl Sheet Roofing | Butyl Sheet Roofing | IT | 66.2243 | Butyl:Repair patch ne 2.00sm including brush/clear away debris, moss etc, cut out and renew butyl (synthetic polymer) sheet roof covering, bond, and remove waste and debris. | Butyl:Repair patch ne 2.00sm including brush/clear away debris, moss etc., cut out butyl (synthetic polymer) sheet roof covering, cover with new butyl sheeting and bond with adhesive in accordance with manufacturers technical data sheet and remove waste and debris. | 66.2243
218003 |  | R | N | Y | N | RF | BUTYL:RENEW SHEET ROOFING | Roofing | Butyl Sheet Roofing | Butyl Sheet Roofing | SM | 51.6458 | Butyl:Renew any flat roofing with butyl (synthetic polymer) sheet roofing, strip existing covering, prepare sub-base, bond, all kerbs, upstands, downstands, drips, angles, dressing to outlets etc. | Butyl:Renew any felt or sheet roofing with butyl (synthetic polymer) sheet roofing, including strip and remove existing covering and prepare sub-base to receive new butyl sheet roofing, and bond with adhesive in accordance with manufacturers technical data sheet, including all kerbs, upstands, downstands, drips, angles, dressing to outlets, around pipes etc. and remove waste and debris. | 51.6458
219001 |  | R | N | Y | N | RF | ASPHALT:RENEW 20MM IN PATCH NE 2.0SM | Roofing | Asphalt Roofing | Asphalt Roof Coverings | IT | 316.1045 | Asphalt:Renew 20mm asphalt roof finish in patch ne 2.00sm, cut out defective roof finish, renew membrane, lay asphalt in two layers, bond to existing asphalt, finish smooth to match existing. | Asphalt:Renew 20mm asphalt roof finish in patch ne 2.00sm, cut out defective roof finish, renew isolating membrane, lay asphalt in two layers and bond to existing asphalt and finish smooth to match existing levels and remove waste and debris. | 316.1045
219003 |  | R | N | Y | N | RF | ASPHALT:RENEW IN AREAS | Roofing | Asphalt Roofing | Asphalt Roof Coverings | SM | 131.0937 | Asphalt:Renew 20mm asphalt roof finish comprising isolating membrane, asphalt laid in two layers and bond to existing asphalt and finish smooth to match existing levels, and remove waste and debris. | Asphalt:Renew 20mm asphalt roof finish in areas comprising isolating membrane, asphalt laid in two layers and bond to existing asphalt and finish smooth to match existing levels and remove waste and debris. | 131.0937
219005 |  | R | N | Y | N | RF | ASPHALT:RENEW 25MM TO BALCONY | Roofing | Asphalt Roofing | Asphalt Roof Coverings | SM | 160.2517 | Asphalt:Renew asphalt to access balcony including take up existing asphalt and underlay, lay 25mm two coat work to deck and gutter on new isolating membrane, 13mm work to upstands, all labours. | Asphalt:Renew asphalt to access balcony including take up existing asphalt and underlay, lay 25mm two coat work to deck and gutter on new isolating membrane, 13mm two coat work to upstands, downstands and including chases cut into brickwork or concrete and pointed in cement mortar and dressing asphalt around outlets, gullies and the like (measured all inclusive area over horizontal surfaces only) and remove waste and debris. | 160.2517
219009 |  | R | N | Y | N | RF | ASPHALT:RENEW SKIRTING | Roofing | Asphalt Roofing | Asphalt Roof Coverings | LM | 62.0138 | Asphalt:Renew asphalt skirting ne 225mm high comprising 13mm two coat asphalt including all angles, coves and fillets, turn top edge into prepared groove, and remove waste and debris. | Asphalt:Renew asphalt skirting ne 225mm high comprising 13mm two coat asphalt laid direct to structural background including all angles, coves and fillets, turn top edge into prepared groove and remove waste and debris. | 62.0138
219011 |  | R | N | Y | N | RF | ASPHALT:RENEW TO BOX GUTTER | Roofing | Asphalt Roofing | Asphalt Roof Coverings | LM | 209.9201 | Asphalt:Renew asphalt to any size box gutter, take up existing and relay or renew gutter sole board, form angle fillets, skirtings etc, turn into groove or metal edge trim, remove wasaate and debris. | Asphalt:Renew asphalt to any size box gutter including take up existing and relay including renewal of gutter sole board if necessary, form all angle fillets, skirtings etc. and turn into groove in and or tuck into metal edge trim and remove waste and debris. | 209.9201
219013 |  | R | N | N | N | RF | ASPHALT:MAKE GOOD CRACK NE 1.0M | Roofing | Asphalt Roofing | Asphalt Roof Coverings | IT | 31.8611 | Asphalt:Make good crack in asphalt ne 1.00m long, rake out, clean up and iron in crack. | Asphalt:Make good crack in asphalt ne 1.00m long, rake out, clean up and iron in crack. | 31.8611
219015 |  | R | N | N | N | RF | ASPHALT:MAKE GOOD CRACK OVER 1.0M | Roofing | Asphalt Roofing | Asphalt Roof Coverings | LM | 27.4968 | Asphalt:Make good crack in asphalt over 1.00m long, rake out, clean up and iron in crack. | Asphalt:Make good crack in asphalt over 1.00m long, rake out, clean up and iron in crack. | 27.4968
219017 |  | R | N | N | N | RF | ASPHALT:REFORM COLLAR TO PIPES | Roofing | Asphalt Roofing | Asphalt Roof Coverings | NO | 41.5025 | Asphalt:Reform collar around pipes, balusters and the like in 20mm two coat asphalt, work ne 140mm diameter and ne 100mm high. | Asphalt:Reform collar around pipes, balusters and the like in 20mm two coat asphalt, work ne 140mm diameter and ne 100mm high. | 41.5025
219019 |  | R | N | N | N | RF | ASPHALT:MAKE GOOD BLISTER | Roofing | Asphalt Roofing | Asphalt Roof Coverings | IT | 26.069 | Asphalt:Cut out isolated blister in existing roof and make good in asphalt to match existing including all bonding to adjacent surfaces and remove waste and debris. | Asphalt:Cut out isolated blister in existing roof and make good in asphalt to match existing including all bonding to adjacent surfaces and remove waste and debris. | 26.069
219023 |  | R | N | N | N | RF | ASPHALT:REFORM INTO OUTLET | Roofing | Asphalt Roofing | Asphalt Roof Coverings | NO | 68.6128 | Asphalt:Cut out as necessary and reform asphalt into any type and or size of roof outlet including all bonding to adjacent surfaces and dressing into outlet and remove waste and debris. | Asphalt:Cut out as necessary and reform asphalt into any type and or size of roof outlet including all bonding to adjacent surfaces and dressing into outlet and remove waste and debris. | 68.6128
219025 |  | R | N | N | N | RF | ASPHALT:APPLY SOLAR REFLECTIVE PAINT | Roofing | Asphalt Roofing | Asphalt Roof Coverings | SM | 14.5205 | Asphalt:Prepare and apply solar reflective paint to asphalt roofing (per coat). | Asphalt:Prepare and apply solar reflective paint to asphalt roofing (per coat). | 14.5205
219027 |  | R | N | Y | N | RF | ASPHALT:ANTI-VANDAL PAINT | Roofing | Asphalt Roofing | Asphalt Roof Coverings | SM | 14.7896 | Asphalt:Prepare and apply anti-vandal paint to asphalt roofing (per coat). | Asphalt:Prepare and apply anti-vandal paint to asphalt roofing (per coat). | 14.7896
219029 |  | R | N | Y | N | RF | ASPHALT:OVERHAUL FLAT ROOFING | Roofing | Asphalt Roofing | Asphalt Roof Coverings | SM | 51.2603 | Asphalt:Overhaul asphalt flat roofing, sweep, remove moss, debris, cut out and make good blisters etc., two coats solar reflective paint, refix flashings, clear gutters etc., remove waste and debris. | Asphalt:Overhaul asphalt roofing to flat roof area, Including sweep and remove moss, algae and other debris, cut out blisters, cracks and make good in asphalt, prepare and apply two coats of solar reflective paint as necessary, rewedge and redress flashings, clear associated gutters and outlets and remove waste and debris. | 51.2603
219101 |  | R | N | Y | N | RF | ROOF:CLEAR OFF AND APPLY POLYROOF 185 SYSTEMS | Roofing | Polyroof Roof Covering | Polyroof Roof Covering | SM | 81.0479 | Roof:Clear off all chippings, moss, debris, sweep off, apply flexible and resistant polyester anti-slip finish Polyroof 185 roof covering to overlay flat roofs, balconies and walkways, remove debris. | Roof:Clear off all chippings, moss, debris etc., sweep off and apply flexible and resistant polyester anti-slip finish Polyroof 185 roof covering in accordance with the manufacturers technical data sheet in overlaying existing felt, bitumen and concrete flat roofs, balconies and walkways including all kerbs, upstands, downstands, drips, angles, dressing into outlets, around pipes etc. and remove waste and debris. | 81.0479
219201 |  | R | N | Y | N | RF | ROOF:CLEAR OFF AND APPLY PROTEC SYSTEMS | Roofing | Protec Roof Covering | Protec Roof Covering | SM | 151.6577 | Roof:Clear off all chippings, moss, debris, sweep off, lay vapour control layer, Polyroof "RES" insulation board, 3mm facing board, primer, lay cold applied reinforced polyester Protec roofing system. | Roof:Clear off all chippings, moss, debris etc., sweep off and lay vapour control layer, lay Polyroof "RES" insulation board complete with 3mm high strength non-compressible and puncture resistant facing board, insulation bonded to vapour control layer, apply uni primer and lay cold applied reinforced polyester Protec roofing system in accordance with the manufacturers technical data sheet in overlaying existing felt, bitumen and concrete flat roofs, balconies and walkways including all kerbs, upstands, downstands, drips, angles, dressing into outlets, around pipes etc. and remove waste and debris. | 151.6577
219203 |  | R | N | Y | N | RF | ROOF:REPAIR PROTEC SYSTEM IN PATCH | Roofing | Protec Roof Covering | Protec Roof Covering | IT | 112.6962 | Roof:Carry out repair in patch to Protec or simialr roofing, cut out damaged area, make good with cold applied reinforced polyester Protec or equal approved roofing system and remove waste and debris. | Roof:Carry out repair in patch to Polyroof Protec or similar roofing system, cut out damaged area and make good with cold applied reinforced polyester Protec or other equal and approved roofing system in accordance with the manufacturers technical data sheet and remove waste and debris. | 112.6962
220001 |  | U | N | N | Y | RF | PROMENADE:LIFT AND REBED SINGLE TILE | Roofing | Sundry Works | Flat Roof Safety and Access Systems | NO | 16.0532 | Paving:Lift any size existing pcc or grc promenade tile to flat roof and rebed existing flag on 25mm bed of cement mortar (1:4) and point up joints. | Paving:Lift any size existing pcc or grc promenade tile to flat roof and rebed existing flag on 25mm bed of cement mortar (1:4) and point up joints. | 16.0532
220003 |  | U | N | N | Y | RF | PROMENADE:LIFT AND REBED TILES | Roofing | Sundry Works | Flat Roof Safety and Access Systems | SM | 58.1526 | Paving:Lift any size existing pcc or grc promenade tiles to flat roof rebed existing flags on 25mm bed of cement mortar (1:4) and point up joints. | Paving:Lift any size existing pcc or grc promenade tiles to flat roof rebed existing flags on 25mm bed of cement mortar (1:4) and point up joints. | 58.1526
220005 |  | R | N | Y | N | RF | PROMENADE:RENEW STANDARD PCC OR GRC TILE | Roofing | Sundry Works | Flat Roof Safety and Access Systems | NO | 19.2122 | Paving:Lift remnants of existing tile from flat roof, lay new standard size pcc or grc promenade tile on 25mm mortar bed (1:4), point, labours, make good, remove waste and debris. | Paving:Lift remnants of existing precast or glass reinforced concrete promenade tiles from flat roof, and lay new standard size precast or glass reinforced concrete promenade tile on 25mm bed of cement mortar (1:4), point up joints including any additional cutting and fitting to suit, remove waste and debris. | 19.2122
220007 |  | R | N | Y | N | RF | PROMENADE:RENEW STANDARD PCC OR GRC TILES | Roofing | Sundry Works | Flat Roof Safety and Access Systems | SM | 86.7942 | Paving:Lift remnants of existing tiles from flat roof, lay new standard size pcc or grc promenade tiles on 25mm mortar bed (1:4), point, labours, make good, remove waste and debris. | Paving:Lift remnants of existing precast or glass reinforced concrete promenade tiles from flat roof, remove from site to approved tip, and lay standard size precast or glass reinforced concrete promenade tiles on 25mm bed of cement mortar (1:4), point up joints including any additional cutting and fitting to suit, remove waste and debris. | 86.7942
221001 |  | U | N | N | Y | RF | CLIENT INSPECTION:SUPPLY AND ERECT LADDER | Roofing | Remedial Works | Inspections | IT | 53.9172 | Client Inspection:Provide and erect ladder for inspection in conjunction with Client Representative to eaves level of roof to property ne 2 storey and remove on completion and remove waste and debris. | Client Inspection:Supply and erect ladder for inspection in conjunction with Client Representative to eaves level of roof to property ne 2 storey and remove on completion and remove waste and debris. Not to be claimed in conjunction with associated works. | 53.9172
221003 |  | U | N | N | Y | RF | CLIENT INSPECTION:REMOVE ALL DEBRIS ETC | Roofing | Remedial Works | Inspections | SM | 3.5946 | Inspection:Remove all debris, plant, moss etc., from roof to allow inspection for leaks by Client Representative. | Client Inspection:Remove all debris, plant, moss etc., from roof to allow inspection for leaks and remove waste and debris. Not to be claimed in conjunction with associated works. | 3.5946
221005 |  | U | N | N | Y | RF | CLIENT INSPECTION:REMOVE ALL DEBRIS/CLEAN ETC | Roofing | Remedial Works | Inspections | SM | 5.0571 | Inspection:Remove all debris, plant, moss etc., from roof to allow inspection for leaks by Client Representative. | Inspection:Remove all debris, plant, moss etc., from roof to allow inspection for leaks by Client Representative. | 5.0571
223001 |  | U | Y | N | Y | RF | ROOF:TEMPORARY REPAIR SLATE OR TILE ROOF | Roofing | Remedial Works | Temporary Repairs | IT | 35.5223 | Roof:Carry out temporary repairs to any type of slate/tiled area of roof as required to ensure area is weatherproof, provide report to Client Representative. | Roof:Carry out temporary repairs to any type of slate/tiled area of roof as required to ensure area is weatherproof, provide report to Client Representative. | 35.5223
223003 |  | U | Y | N | Y | RF | ROOF:TEMPORARY REPAIR FLAT ROOF | Roofing | Remedial Works | Temporary Repairs | IT | 39.7935 | Roof:Carry out temporary repairs to any type of flat roof area as required to ensure area is weatherproof, provide report to Client Representative. | Roof:Carry out temporary repairs to any type of flat roof area as required to ensure area is weatherproof, provide report to Client Representative. | 39.7935
223005 |  | U | Y | N | Y | RF | ROOF:SUPPLY AND FIX AND LATER REMOVE TARPAULIN | Roofing | Remedial Works | Temporary Repairs | NO | 49.739 | Roof:Supply and fix tarpaulin sheet approx 4x3m to roof as temporary repair and later remove and clear away. | Roof:Supply and fix tarpaulin sheet approx 4x3m to roof as temporary repair and later remove and clear away. | 49.739
223009 |  | U | Y | N | Y | RF | ROOF:TEMPORARY REPAIR CORRUGATED SHEET | Roofing | Remedial Works | Temporary Repairs | IT | 32.8086 | Roof:Carry out temporary repairs to any type of corrugated sheet area of roof as required to ensure area is weatherproof, provide report to Client Representative. | Roof:Carry out temporary repairs to any type of corrugated sheet area of roof as required to ensure area is weatherproof, provide report to Client Representative. | 32.8086
223011 |  | U | Y | N | Y | RF | ROOF:FIX ROOF LEAK TO PITCHED ROOF | Roofing | Remedial Works | Temporary Repairs | IT | 121.2908 | Roof:Carry out repair to any type of slate/tiled area of roof as required to ensure area is weatherproof, including renew or refix any size and type of tile or slates in patch to roof. | Roof:Carry out repair to any type of slate/tiled area of roof as required to ensure area is weatherproof, including renew or refix any size and type of concrete interlocking or roof tile or any plain concrete or clay roof tile natural or fibre cement slates in patch to roof, including remove defective tiles or slates, fix new, replace felt and battens, remove waste and debris, refix flashings, clear out gutters, provide report to Client Representative. | 121.2908
223013 |  | U | Y | N | Y | RF | ROOF:FIX ROOF LEAK TO FLAT ROOF | Roofing | Remedial Works | Temporary Repairs | IT | 167.9273 | Roof:Carry out repairs to any type of flat roof area as required to ensure area is weatherproof, including repair patch ne 2.00sm in Torch On felt roofing system or asphalt roof finish. | Roof:Carry out repairs to any type of flat roof area as required to ensure area is weatherproof, including repair patch ne 2.00sm in 'Torch On' felt roofing system including brush and clear away chippings, cut out defective layer of felt, heat new felt and lay and bond over adjacent layers, replace or renew chippings or cut out defective asphalt roof finish, renew membrane, lay asphalt in two layers and bond to existing asphalt, finish smooth to existing levels, remove waste and debris, refix flashings, clear out gutters, provide report to Client Representative. | 167.9273
225001 |  | U | N | N | Y | RF | FILLET:RENEW CEMENT MORTAR FILLET | Roofing | Remedial Works | Sundry Items | LM | 16.0532 | Fillet:Hack off existing and renew cement mortar fillet (1:3) and remove surplus spoil. | Fillet:Hack off existing and renew cement mortar fillet (1:3) and remove surplus spoil. | 16.0532
225003 |  | R | N | Y | N | RF | ROOFING:SCREED ROOF | Roofing | Remedial Works | Sundry Items | SM | 39.665 | Roofing:Screed roof in cement and sand (1:3) including fixing and striking shuttering and applying new bonding agent to surface. | Roofing:Screed roof in cement and sand (1:3) including fixing and striking shuttering and applying new bonding agent to surface. | 39.665
227004 |  | R | N | Y | N | RF | INSULATION:OVERLAY EXISTING | Roofing | Sundry Works | Loft Insulation | SM | 9.9851 | Insulation:Gain access to loft area, move/replace contents within loft area in order to undertake work, overlay existing insulation with ne 100mm insulation quilt to achieve Client's Standard. | Insulation:Gain access to loft area, moving/replacing contents within loft area in order to undertake work, overlay existing insulation with upto 100mm thick insulation quilt to achieve required thickness to meet Client's Standard. | 9.9851
227005 |  | R | N | Y | N | RF | INSULATION:LAY UPTO 270MM THICK QUILT | Roofing | Sundry Works | Loft Insulation | SM | 19.0601 | Insulation:Supply and lay new upto 270mm thick insulation quilt to loft area including gain access and moving/replacing contents within loft area in order to undertake work. | Insulation:Supply and lay new upto 270mm thick insulation quilt to loft area including gain access and moving/replacing contents within loft area in order to undertake work. | 19.0601
227007 |  | U | N | N | Y | RF | CLIENT INSPECTION:REMOVE AND RELAY INSULATION | Roofing | Sundry Works | Loft Insulation | SM | 8.9862 | Client Inspection:Remove, set aside, relay insulation quilt to loft area, gain access, move and replace contents in loft in order to undertake CR inspection. (Any repairs required ordered separately). | Client Inspection:Remove, set aside and relay insulation quilt to loft area including gain access and moving/replacing contents within loft area in order to undertake inspection (any repairs required to be ordered separately). Not to be claimed in conjunction with associated works. | 8.9862
227101 |  | R | N | N | N | RF | ROOFSPACE:PROVIDE FIRE CURTAIN | Roofing | Sundry Works | Firestopping and Filling Openings | SM | 31.502 | Roofspace:Working within confined roof space, supply and fit I hour fire rated Rockwool or other equal and approved fire curtain system and associated fittings, make good, remove waste and debris. | Roofspace:Working within confined roof space, supply and fit I hour fire rated Rockwool or other equal and approved fire curtain system and associated fittings, fix top to sloping rafter and bottom to horizontal ceiling joist, seal at perimeters with fire rated intumescent mastic, cut and fit around obstructions, seal with fire rated intumescent mastic, make good, remove waste and debris. | 31.502
229001 |  | R | N | Y | N | RF | ROOF BOARDING:RENEW WOODWOOL SLABS | Roofing | Sundry Works | Roof Boarding | SM | 56.8997 | Roof Boarding:Renew 50mm woodwool slab finished with cement slurry screed roof boarding including denail rafters or joists, punch in nails and level to existing, make good, and remove waste and debris | Roof Boarding:Renew 50mm woodwool slab finished with cement slurry screed roof boarding, including denail rafters or joists, remove waste and debris, punch in nails and level to existing and make good. | 56.8997
229003 |  | R | N | Y | N | RF | ROOF BOARDING:RENEW IN 19MM PLYWOOD | Roofing | Sundry Works | Roof Boarding | SM | 65.7092 | Roof Boarding:Renew 19mm WPB quality plywood roof boarding including denail rafters or joists, taping strip, remove waste and debris, punch in nails and level to existing and make good. | Roof Boarding:Renew 19mm WPB quality plywood roof boarding including denail rafters or joists, tape joints of plywood with loose knit taping strip, remove waste and debris, punch in nails and level to existing and make good. | 65.7092
229005 |  | R | N | Y | N | RF | ROOF BOARDING:RENEW IN 18MM CHIPBOARD | Roofing | Sundry Works | Roof Boarding | SM | 40.5423 | Roof Boarding:Renew 18mm V313 grade chipboard roof boarding including denail rafters or joists, taping strip, remove waste and debris, punch in nails and level to existing and make good. | Roof Boarding:Renew 18mm V313 grade chipboard roof boarding including denail rafters or joists, tape joints of chipboard with loose knit taping strip, remove waste and debris, punch in nails and level to existing and make good. | 40.5423
229009 |  | R | N | Y | N | RF | ROOF BOARDING:RENEW TIMBER FIRRINGS | Roofing | Sundry Works | Roof Boarding | LM | 7.0553 | Roof Boarding:Renew ne 50x50mm tapered softwood firrings to roof joists and remove waste and debris. | Roof Boarding:Renew ne 50x50mm tapered softwood firrings to roof joists and remove waste and debris. | 7.0553
231001 |  | R | N | Y | N | RF | SLATE:RENEW LEAD TO PIPE | Roofing | Leadwork | Lead Roof Coverings and Flashings - Code 4 | NO | 128.8461 | Slate:Remove existing lead or proprietary slate to ne 150mm diameter pipe and replace with 500x500mm lead slate with 200mm high collar to ne 150mm diameter pipe, labours. | Slate:Remove existing lead or proprietary slate to ne 150mm diameter pipe and replace with 500x500mm lead slate with 200mm high collar to ne 150mm diameter pipe including all labours and remove waste and debris. | 128.8461
231003 |  | R | N | Y | N | RF | SLATE:RENEW PROPRIETARY TO PIPE | Roofing | Leadwork | Lead Roof Coverings and Flashings - Code 4 | NO | 110.8739 | Slate:Remove existing lead or proprietary slate to ne 150mm diameter pipe and replace with proprietary slate with ne 200mm high collar to ne 150mm diameter pipe, labours and remove waste and debris. | Slate:Remove existing lead or proprietary slate to ne 150mm diameter pipe and replace with proprietary slate with ne 200mm high collar to ne 150mm diameter pipe including all labours and remove waste and debris. | 110.8739
231005 |  | R | N | N | N | RF | FLASHING:RENEW LEAD COVER NE 150MM | Roofing | Leadwork | Lead Roof Coverings and Flashings - Code 4 | LM | 48.9409 | Flashing:Renew lead cover flashing ne 150mm girth, clean out groove of brickwork, wedge with lead and repoint in mastic including all necessary labours and remove waste and debris. | Flashing:Renew lead cover flashing ne 150mm girth, clean out groove of brickwork, wedge with lead and repoint in mastic including all necessary labours and remove waste and debris. | 48.9409
231006 |  | R | N | Y | N | RF | FLASHING:RENEW LEAD COVER NE 300MM | Roofing | Leadwork | Lead Roof Coverings and Flashings - Code 4 | LM | 69.7788 | Flashing:Renew lead cover flashing over 150mm ne 300mm girth, clean out groove of brickwork, wedge with lead and repoint in mastic including all necessary labours and remove waste and debris. | Flashing:Renew lead cover flashing over 150mm ne 300mm girth, clean out groove of brickwork, wedge with lead and repoint in mastic including all necessary labours and remove waste and debris. | 69.7788
231008 |  | R | N | Y | N | RF | FLASHING:RENEW LEAD COVER NE 450MM | Roofing | Leadwork | Lead Roof Coverings and Flashings - Code 4 | LM | 90.8274 | Flashing:Renew lead cover flashing over 300mm and ne 450mm girth, clean out groove of brickwork, wedge with lead and repoint in mastic including all necessary labours and remove waste and debris. | Flashing:Renew lead cover flashing over 300mm and ne 450mm girth, clean out groove of brickwork, wedge with lead and repoint in mastic including all necessary labours and remove waste and debris. | 90.8274
231009 |  | R | N | Y | N | RF | FLASHING:RENEW LEAD STEPPED NE 300MM | Roofing | Leadwork | Lead Roof Coverings and Flashings - Code 4 | LM | 104.825 | Flashing:Renew lead stepped flashing ne 300mm girth, clean out groove of brickwork, wedge with lead and repoint in mastic, including all necessary labours and remove waste and debris. | Flashing:Renew lead stepped flashing ne 300mm girth, clean out groove of brickwork, wedge with lead and repoint in mastic including all necessary labours and remove waste and debris. | 104.825
231010 |  | R | N | Y | N | RF | FLASHING:RENEW LEAD STEPPED NE 450MM | Roofing | Leadwork | Lead Roof Coverings and Flashings - Code 4 | LM | 134.8597 | Flashing:Renew lead stepped flashing over 300mm and ne 450mm girth, clean out groove of brickwork, wedge with lead and repoint in mastic including all necessary labours and remove waste and debris. | Flashing:Renew lead stepped flashing over 300mm and ne 450mm girth, clean out groove of brickwork, wedge with lead and repoint in mastic including all necessary labours and remove waste and debris. | 134.8597
231011 |  | R | N | Y | N | RF | FLASHING:RENEW LEAD APRON NE 300MM | Roofing | Leadwork | Lead Roof Coverings and Flashings - Code 4 | LM | 95.8387 | Flashing:Renew lead apron flashing ne 300mm girth, clean out groove of brickwork, wedge with lead and repoint in mastic including all necessary labours and remove waste and debris. | Flashing:Renew lead apron flashing ne 300mm girth, clean out groove of brickwork, wedge with lead and repoint in mastic including all necessary labours and remove waste and debris. | 95.8387
231012 |  | R | N | Y | N | RF | FLASHING:RENEW LEAD APRON NE 450MM | Roofing | Leadwork | Lead Roof Coverings and Flashings - Code 4 | LM | 125.8735 | Flashing:Renew lead apron flashing over 300mm and ne 450mm girth, clean out groove of brickwork, wedge with lead and repoint in mastic including all necessary labours and remove waste and debris. | Flashing:Renew lead apron flashing over 300mm and ne 450mm girth, clean out groove of brickwork, wedge with lead and repoint in mastic including all necessary labours and remove waste and debris. | 125.8735
231013 |  | U | N | N | Y | RF | FLASHING:TAKE OFF AND REFIX LEAD | Roofing | Leadwork | Lead Roof Coverings and Flashings - Code 4 | LM | 29.8595 | Flashing:Take off lead flashing, set aside, hack out pointing, clean out groove of brickwork, refix flashing and wedge with lead and repoint in mastic. | Flashing:Take off lead flashing, set aside, hack out pointing, clean out groove of brickwork, refix flashing and wedge with lead and repoint in mastic. | 29.8595
231015 |  | U | N | N | Y | RF | FLASHING:RAKE OUT AND REPOINT LEAD | Roofing | Leadwork | Lead Roof Coverings and Flashings - Code 4 | LM | 11.4783 | Flashing:Rake out pointing of lead flashing and repoint in mastic. | Flashing:Rake out pointing of lead flashing and repoint in mastic. | 11.4783
231017 |  | R | N | Y | N | RF | FIREWALL:RENEW LEAD FLASHINGS TO COPINGS | Roofing | Leadwork | Lead Roof Coverings and Flashings - Code 4 | LM | 119.5181 | Firewall:Remove existing coping stones and clear away, renew lead flashings to both sides of firewall, all dressings etc point in mastic, lay new pcc coping stones bed, point in mortar (1:3). | Firewall:Remove existing coping stones to firewall and remove waste and debris, remove existing flashings to both sides of firewall and renew with new lead flashings including all dressing etc., supply and fix new pcc coping stones to suit, bedded and pointed in cement mortar (1:3) and point flashing in mastic. | 119.5181
231020 |  | R | N | Y | N | RF | GUTTER:RENEW LEAD LINING NE 600MM GIRTH | Roofing | Leadwork | Lead Roof Coverings and Flashings - Code 4 | LM | 155.3837 | Gutter:Renew lead parapet gutter lining ne 600mm girth, clean out groove of brickwork, wedge with lead and repoint in mastic including all necessary labours and remove waste and debris. | Gutter:Renew lead parapet gutter lining ne 600mm girth, clean out groove of brickwork, wedge with lead and repoint in mastic including all necessary labours and remove waste and debris. | 155.3837
231021 |  | R | N | Y | N | RF | VALLEY:RENEW LEAD GUTTER NE 900MM GIRTH | Roofing | Leadwork | Lead Roof Coverings and Flashings - Code 4 | LM | 156.4922 | Valley:Renew lead valley gutter over 450mm and ne 900mm girth, remove and refix roof tiles or slates and battens as required, including all necessary labours and remove waste and debris. | Valley:Renew lead valley gutter over 450mm and ne 900mm girth, remove and refix roof tiles or slates and battens as required, including all necessary labours and remove waste and debris. | 156.4922
231022 |  | R | N | Y | N | RF | VALLEY:RENEW LEAD GUTTER NE 450MM GIRTH | Roofing | Leadwork | Lead Roof Coverings and Flashings - Code 4 | LM | 106.9959 | Valley:Renew lead valley gutter ne 450mm girth, remove and refix roof tiles or slates and battens as required, including all necessary labours and remove waste and debris. | Valley:Renew lead valley gutter ne 450mm girth, remove and refix roof tiles or slates and battens as required, including all necessary labours and remove waste and debris. | 106.9959
231023 |  | R | N | Y | N | RF | VALLEY:RENEW LEAD GUTTER AND BOARDS NE 900MM GIRTH | Roofing | Leadwork | Lead Roof Coverings and Flashings - Code 4 | LM | 243.2159 | Valley:Renew lead valley gutter ne 900mm girth, with valley boards and tilting fillets, remove and refix roof tiles or slates as required, including all necessary labours and remove waste and debris. | Valley:Renew lead valley gutter ne 900mm girth, complete with valley boards and tilting fillets, remove and refix roof tiles or slates as required, including all necessary labours and remove waste and debris. | 243.2159
231025 |  | R | N | Y | N | RF | VALLEY:REPAIR LEAK TO LEADWORK | Roofing | Leadwork | Lead Roof Coverings and Flashings - Code 4 | IT | 62.9144 | Valley:Repair leak in lead valley with wiped joint or soldered on patch, remove and refix tiles and or slates as necessary (measured per valley). | Valley:Repair leak in lead valley with wiped joint or soldered on patch, remove and refix tiles and or slates as necessary (measured per valley). | 62.9144
231027 |  | R | N | Y | N | RF | SOAKER:RENEW OR REFIX LEAD | Roofing | Leadwork | Lead Roof Coverings and Flashings - Code 4 | NO | 22.7995 | Soaker:Renew or refix lead soaker ne 250x330mm, including all necessary labours and remove waste and debris. | Soaker:Renew or refix lead soaker ne 250x330mm, including all necessary labours and remove waste and debris. | 22.7995
231028 |  | R | N | Y | N | RF | SADDLE:RENEW LEAD NE 500MM X 500MM | Roofing | Leadwork | Lead Roof Coverings and Flashings - Code 4 | NO | 69.4643 | Saddle:Renew or supply new lead saddle ne 500x500mm, cut and dressed to shape, all necessary labours and remove waste and debris. | Saddle:Renew or supply new lead saddle ne 500x500mm, cut and dressed to shape, all necessary labours and remove waste and debris. | 69.4643
231030 |  | R | N | Y | N | RF | SADDLE:REFIX LEAD NE 500MM X 500MM | Roofing | Leadwork | Lead Roof Coverings and Flashings - Code 4 | NO | 24.2626 | Saddle:Refix lead saddle ne 500x500mm, cut and dressed to shape, all necessary labours and remove waste and debris. | Saddle:Refix lead saddle ne 500x500mm, cut and dressed to shape, all necessary labours and remove waste and debris. | 24.2626
231031 |  | R | N | Y | N | RF | ROOF:RENEW LEAD ROOF COVERING | Roofing | Leadwork | Lead Roof Coverings and Flashings - Code 4 | SM | 235.5756 | Roof:Renew lead roof covering, remove old lead, cut, fit and dress new roof covering, all nailing and caps, drips, welted edges, bossed ends and intersections, labours, remove waste and debris. | Roof:Renew lead roof covering including remove old lead, cut, fit and dress new roof covering including all nailing and caps, drips, welted edges, bossed ends and intersections and all labours and remove waste and debris. | 235.5756
231033 |  | R | N | Y | N | RF | PORCH:RENEW LEAD COVERING TO PORCH | Roofing | Leadwork | Lead Roof Coverings and Flashings - Code 4 | SM | 253.5479 | Porch:Renew lead covering to porch including remove old lead, cut, fit and dress new covering including all nailing and caps, drips, welted edges, bossed ends, intersections and all labours. | Porch:Renew lead covering to porch including remove old lead, cut, fit and dress new porch covering including all nailing and caps, drips, welted edges, bossed ends and intersections and all labours and remove waste and debris. | 253.5479
231035 |  | R | N | Y | N | RF | DORMERS:RENEW LEAD TO DORMERS | Roofing | Leadwork | Lead Roof Coverings and Flashings - Code 4 | SM | 267.0272 | Dormers:Renew lead covering to dormers including remove old lead, cut, fit and dress new covering including all nailing and caps, drips, welted edges, bossed ends, intersections and all labours. | Dormers:Renew lead covering to dormers including remove old lead, cut, fit and dress new covering including all nailing and caps, drips, welted edges, bossed ends and intersections and all labours and remove waste and debris. | 267.0272
231037 |  | R | N | Y | N | RF | BOW/BAY:RENEW LEAD FLAT ROOF NE 3.0SM | Roofing | Leadwork | Lead Roof Coverings and Flashings - Code 4 | IT | 613.3056 | Bow/Bay:Renew lead covering to flat bow/bay roof ne 3.00sm, remove old lead, cut, fit dress new covering with all nailing, caps, drips, welted edges, bossed ends, dressings, all labours. | Bow/Bay:Renew lead covering to flat bow/bay roof ne 3.00sm (measured on plan) including remove old lead, cut, fit and dress new covering including all nailing and caps, drips, welted edges, bossed ends and intersections, dressing to upstands and kerbs, clean out and reform grooves and wedge upstands with lead and repoint in mastic, cut and dress lead around rainwater outlets and remove waste and debris. | 613.3056
231039 |  | R | N | Y | N | RF | BOW/BAY:RENEW LEAD SLOPING ROOF NE 3.0SM | Roofing | Leadwork | Lead Roof Coverings and Flashings - Code 4 | IT | 698.6744 | Bow/Bay:Renew lead covering to sloping bow/bay roof ne 3.00sm, remove old lead, cut, fit, dress new covering with all nailing caps, drips, welted edges, bossed ends, dressings, all labours. | Bow/Bay:Renew lead covering to sloping bow/bay roof ne 3.00sm (measured on slope) including remove old lead, cut, fit and dress new covering including all nailing and caps, drips, welted edges, bossed ends and intersections, dressing to upstands and kerbs, clean out/reform grooves and wedge upstands with lead and repoint in mastic, cut and dress lead around rainwater outlets and remove waste and debris. | 698.6744
298001 |  | U | N | N | Y | RF | CLIENT INSPECTION:ROOFING | Roofing | Roofing - Client Inspection | Roofing - Client Inspection | IT | 26.9586 | Client Inspection:Undertake client inspection, testing etc. in connection with roofing, report to Client Representative (any repairs required to be ordered must be instructed by CR). | Client Inspection:Undertake client inspection and testing etc. in connection with roofing and report to Client Representative (any repairs required to be ordered must be instructed by Client Representative). Not to be claimed in conjunction with associated works. | 26.9586
299901 |  | U | N | N | Y | SP | PHOTO SURVEY:UNDERTAKE WITH TELESCOPIC CAMERA | Roofing | Roofing - Photographic Surveys | Roofing - Photographic Surveys | HR | 140.4 | Roof Survey:Undertake complete aerial photographic roof and chimney survey with a commercial telescopic camera, inc operator, hire charges, all licences and approvals, provide digital record to CR. | Roof Survey:Undertake complete aerial photographic roof, chimney and external envelope survey with a commercial camera drone, including all hire charges and supply of operator and observer, all licences and approvals, provide digital record to Client's Representative. | 140.4
299903 |  | R | N | N | N | SP | PHOTO SURVEY:UNDERTAKE WITH COMMERCIAL DRONE | Roofing | Roofing - Photographic Surveys | Roofing - Photographic Surveys | HR | 134.55 | Roof Survey:Undertake complete photographic roof and chimney survey with commercial camera drone, including operator and observer, all hire charges, licences, approvals, provide digital record to CR. | Roof Survey:Undertake complete aerial photographic roof, chimney and external envelope survey with a commercial telescopic camera, including all van with integral mast and camera equipment hire charges, operator, all licences and approvals, provide digital record to Client's Representative. | 134.55
301501 |  | R | N | Y | N | JR | PLATE:RENEW 75X100MM WALL PLATE | Carpentry and Joinery | Floors, Roofs and Partitions | Wall Plates | LM | 16.7857 | Plate:Renew pressure impregnated sawn softwood wall plate ne 75x100mm, bedded in cement mortar (1:3) and apply preservative to cut ends and remove waste and debris. | Plate:Renew pressure impregnated sawn softwood wall plate ne 75x100mm, bedded in cement mortar (1:3) and apply preservative to cut ends and remove waste and debris. | 16.7857
301503 |  | R | N | Y | N | JR | PLATE:RENEW 75X100MM WALL PLATE AND DPC | Carpentry and Joinery | Floors, Roofs and Partitions | Wall Plates | LM | 18.6875 | Plate:Renew pressure impregnated sawn softwood wall plate ne 75x100mm, bedded in cement mortar (1:3, apply preservative to cut ends, polypropylene DPC 138mm girth, remove waste and debris. | Plate:Renew pressure impregnated sawn softwood wall plate ne 75x100mm, bedded in cement mortar (1:3) and apply preservative to cut ends on and including polypropylene damp proof course 138mm girth and remove waste and debris. | 18.6875
301701 |  | R | N | Y | N | JR | RAFTER:RENEW NE 175MM RAFTER JOIST OR TRUSS MEMBER | Carpentry and Joinery | Floors, Roofs and Partitions | Roof Members | LM | 17.4124 | Rafter:Renew rafter/roof joist, ne 175mm deep to match existing in roof space, cut to length, apply preservative to cut ends, cut out, make good brickwork, bolted to existing roof timbers. | Rafter:Renew with pressure impregnated sawn softwood rafter/roof joist or truss member, ne 175mm deep to match existing in roof space, cut new rafter or roof joist to length, apply preservative to cut ends, cut out and make good to brickwork as necessary and all hangers, drilling and bolting with connectors to existing rafters or joists and remove waste and debris. | 17.4124
301702 |  | R | N | Y | N | JR | RAFTER:RENEW NE 250MM RAFTER JOIST OR TRUSS MEMBER | Carpentry and Joinery | Floors, Roofs and Partitions | Roof Members | LM | 22.5202 | Rafter:Renew rafter/roof joist, ne 250mm deep to match existing in roof space, cut to length, apply preservative to cut ends, cut out, make good brickwork, bolted to existing roof timbers. | Rafter:Renew with pressure impregnated sawn softwood rafter/roof joist or truss member, ne 250mm deep to match existing in roof space, cut new rafter or roof joist to length, apply preservative to cut ends, cut out and make good to brickwork as necessary and all hangers, drilling and bolting with connectors to existing rafters or joists and remove waste and debris. | 22.5202
301703 |  | R | N | Y | N | JR | COLLAR/STRUT:RENEW NE 175MM THICK | Carpentry and Joinery | Floors, Roofs and Partitions | Roof Members | LM | 22.9713 | Collar/Strut:Renew collar or strut, ne 175mm thick in roof space, cut to length, apply preservative to cut ends, cut out make good brickwork, bolted to existing roof timbers. | Collar/Strut:Renew with pressure impregnated sawn softwood collar or strut, ne 175mm thick to match existing in roof space, cut new collar to length, apply preservative to cut ends, and cut out and make good brickwork as necessary and all hangers, drilling and bolting with connectors to existing roof timbers and remove waste and debris. | 22.9713
301901 |  | R | N | Y | N | JR | HANGER:RENEW GALVANISED JOIST HANGER | Carpentry and Joinery | Floors, Roofs and Partitions | Joist Hangers | NO | 7.1501 | Hanger:Renew galvanised joist hanger, cut out, bed in mortar and make good brickwork, renew in conjunction with joist repairs. | Hanger:Renew galvanised joist hanger, cut out, bed in mortar and make good brickwork, renew in conjunction with joist repairs. | 7.1501
301903 |  | R | N | Y | N | JR | HANGER:CUT OUT AND INSERT JOIST HANGER | Carpentry and Joinery | Floors, Roofs and Partitions | Joist Hangers | IT | 11.5973 | Hanger:Cut out and insert galvanised steel joist hanger to correct floor alignment, bed in mortar, pin, make good brickwork, renew in conjunction with floor or joist repairs. | Hanger:Cut out and insert galvanised steel joist hanger to correct floor alignment, bed in mortar, pin, make good brickwork, renew in conjunction with floor or joist repairs. | 11.5973
303001 |  | R | N | Y | N | JR | FASCIA:RENEW IN SOFTWOOD NE 300MM | Carpentry and Joinery | Fascia, Soffit and Bargeboards | Fascias, Soffit and Bargeboards - Timber | LM | 68.3316 | Fascia/Barge:Renew fascia or barge with treated softwood, ne 300mm wide, fixed to roof timbers, remove, refix rainwater goods and any cabling, adjust roof tiles and felt, decorate. | Fascia/Barge:Renew fascia or barge with preservative treated softwood, ne 300mm wide, fixed to roof timbers, apply preservative to cut ends, including for any shaping to junction with bargeboard, remove and refix rainwater goods and any cabling, adjust roof tiles and felt, renewal of any support battens and all mitred joints and decorate to match existing and remove waste and debris. | 68.3316
303003 |  | R | N | Y | N | JR | FASCIA:RENEW IN WBP PLYWOOD NE 300MM | Carpentry and Joinery | Fascia, Soffit and Bargeboards | Fascias, Soffit and Bargeboards - Timber | LM | 71.561 | Fascia/Barge:Renew fascia or barge with WPB plywood, ne 300mm wide, fixed to roof timbers, remove, refix rainwater goods and any cabling, adjust roof tiles and felt, decorate. | Fascia/Barge:Renew fascia or barge with WPB external quality plywood, ne 300mm wide fixed to roof timbers, apply preservative to cut ends, including for any shaping to junction with bargeboard remove and refix rainwater goods and any cabling, adjust roof tiles and felt, renewal of any support battens and all mitred joints and decorate to match existing and remove waste and debris. | 71.561
303005 |  | R | N | Y | N | JR | FASCIA:RENEW IN PVCU NE 300MM | Carpentry and Joinery | Fascia, Soffit and Bargeboards | Fascias, Soffits and Bargeboards - PVCu | LM | 56.9234 | Fascia/Barge:Renew fascia or bargeboard with proprietary PVCu board ne 300mm wide fixed to roof timbers, remove, refix rainwater goods and any cabling, adjust roof tiles and felt. | Fascia/Barge:Renew fascia or bargeboard with proprietary PVCu board ne 300mm wide fixed to roof timbers, remove and refix rainwater goods and any cabling, remove existing board, adjust roof tiles and felt, renewal of any support battens and all joints, including all cutting and packing to ensure line and level and remove waste and debris. | 56.9234
303006 |  | R | N | Y | N | JR | SOFFIT:RENEW IN SOFTWOOD NE 300MM | Carpentry and Joinery | Fascia, Soffit and Bargeboards | Fascias, Soffit and Bargeboards - Timber | LM | 53.8811 | Soffit:Renew soffit board with treated softwood ne 300mm wide including renew noggins as necessary fixed to roof timbers and refix cables and decorate to match existing and remove waste and debris. | Soffit:Renew soffit board with treated softwood ne 300mm wide including renew noggins as necessary fixed to roof timbers and refix cables and decorate to match existing and remove waste and debris. | 53.8811
303007 |  | R | N | Y | N | JR | SOFFIT:RENEW IN SOFTWOOD NE 450MM | Carpentry and Joinery | Fascia, Soffit and Bargeboards | Fascias, Soffit and Bargeboards - Timber | LM | 68.6353 | Soffit:Renew soffit board with treated softwood ne 450mm wide including renew noggins as necessary fixed to roof timbers and refix cables and decorate to match existing. | Soffit:Renew soffit board with treated softwood over 300mm and ne 450mm wide including renew noggins as necessary fixed to roof timbers and refix cables and decorate to match existing and remove waste and debris. | 68.6353
303008 |  | R | N | Y | N | JR | SOFFIT:RENEW IN PLYWOOD NE 300MM | Carpentry and Joinery | Fascia, Soffit and Bargeboards | Fascias, Soffit and Bargeboards - Timber | LM | 57.5669 | Soffit:Renew soffit board with WPB plywood ne 300mm wide including renew noggins as necessary fixed to roof timbers and refix cables and decorate to match existing and remove waste and debris. | Soffit:Renew soffit board with WPB plywood ne 300mm wide including renew noggins as necessary fixed to roof timbers and refix cables and decorate to match existing and remove waste and debris. | 57.5669
303009 |  | R | N | Y | N | JR | SOFFIT:RENEW IN PLYWOOD NE 450MM | Carpentry and Joinery | Fascia, Soffit and Bargeboards | Fascias, Soffit and Bargeboards - Timber | LM | 71.7948 | Soffit:Renew soffit board with WPB plywood ne 450mm wide including renew noggins as necessary fixed to roof timbers and refix cables and prepare for redecoration, and remove waste and debris. | Soffit:Renew soffit board with WPB plywood over 300mm and ne 450mm wide including renew noggins as necessary fixed to roof timbers and refix cables and decorate to match existing and remove waste and debris. | 71.7948
303010 |  | R | N | Y | N | JR | SOFFIT:RENEW IN MASTERBOARD NE 300MM | Carpentry and Joinery | Fascia, Soffit and Bargeboards | Fascias, Soffit and Bargeboards - Timber | LM | 76.8836 | Soffit:Renew soffit board with Masterboard ne 300mm wide including renew noggins as necessary fixed to roof timbers and refix cables and decorate to match existing and remove waste and debris. | Soffit:Renew soffit board with Masterboard ne 300mm wide including renew noggins as necessary fixed to roof timbers and refix cables and decorate to match existing and remove waste and debris. | 76.8836
303011 |  | R | N | Y | N | JR | SOFFIT:RENEW IN MASTERBOARD NE 450MM | Carpentry and Joinery | Fascia, Soffit and Bargeboards | Fascias, Soffit and Bargeboards - Timber | LM | 101.9222 | Soffit:Renew soffit board with Masterboard ne 450mm wide including renew noggins as necessary fixed to roof timbers and refix cables and decorate to match existing. | Soffit:Renew soffit board with Masterboard over 300mm and ne 450mm wide including renew noggins as necessary fixed to roof timbers and refix cables and decorate to match existing and remove waste and debris. | 101.9222
303012 |  | R | N | Y | N | JR | SOFFIT:RENEW IN PVCU NE 150MM | Carpentry and Joinery | Fascia, Soffit and Bargeboards | Fascias, Soffits and Bargeboards - PVCu | LM | 32.0364 | Soffit:Renew soffit board with PVCu board ne 150mm wide including remove existing, renew noggins as necessary and fix new board to roof timbers and refix cables and remove waste and debris. | Soffit:Renew soffit board with PVCu board ne 150mm wide including remove existing, renew noggins as necessary and fix new board to roof timbers and refix cables and remove waste and debris. | 32.0364
303013 |  | R | N | Y | N | JR | SOFFIT:RENEW IN PVCU NE 450MM | Carpentry and Joinery | Fascia, Soffit and Bargeboards | Fascias, Soffits and Bargeboards - PVCu | LM | 50.7101 | Soffit:Renew soffit board with PVCu board ne 450mm wide including remove existing, renew noggins as necessary and fix new board to roof timbers and refix cables and remove waste and debris. | Soffit:Renew soffit board with PVCu board over 300mm and ne 450mm wide including remove existing, renew noggins as necessary and fix new board to roof timbers and refix cables and remove waste and debris. | 50.7101
303014 |  | R | N | Y | N | JR | SOFFIT:RENEW IN PVCU NE 300MM | Carpentry and Joinery | Fascia, Soffit and Bargeboards | Fascias, Soffits and Bargeboards - PVCu | LM | 41.2913 | Soffit:Renew soffit board with PVCu board over 150mm ne 300mm wide including remove existing, renew noggins as necessary and fix new board to roof timbers and refix cables and remove waste and debris. | Soffit:Renew soffit board with PVCu board over 150mm and ne 300mm wide including remove existing, renew noggins as necessary and fix new board to roof timbers and refix cables and remove waste and debris. | 41.2913
303015 |  | U | N | N | Y | JR | FASCIA/SOFFIT/BARGE:REFIX | Carpentry and Joinery | Fascia, Soffit and Bargeboards | Fascias, Soffit and Bargeboards - Timber | LM | 55.3796 | Fascia/Soffit/Barge:Refix any size fascia, soffit or bargeboard to existing roof timbers including remove, refix rainwater goods, cabling, renewal of support battens, all cutting, packing, make good. | Fascia/Soffit/Barge:Refix any size fascia, soffit or bargeboard to existing roof timbers including remove and refix rainwater goods and cabling as necessary, renewal of support battens, all cutting and packing and make good decorations. | 55.3796
303016 |  | R | N | Y | N | JR | SOFFIT:PROVIDE PVCU VENT STRIP | Carpentry and Joinery | Fascia, Soffit and Bargeboards | Fascias, Soffits and Bargeboards - PVCu | LM | 15.2457 | Soffit:Supply and install PVCu ventilation strip to eaves soffit in conjunction with soffit renewal, remove waste and debris. | Soffit:Supply and install PVCu ventilation strip to eaves soffit in conjunction with soffit renewal, remove waste and debris. | 15.2457
303017 |  | R | N | Y | N | JR | BOXED END:RENEW TO FASCIA AND SOFFIT | Carpentry and Joinery | Fascia, Soffit and Bargeboards | Fascias, Soffit and Bargeboards - Timber | NO | 89.8252 | Boxed End:Renew boxed end to fascia and soffit including renew timber supports, new WPB plywood soffit, fascia etc, all cutting shaping, jointing to existing fascias, soffits etc, decorate. | Boxed End:Renew boxed end to fascia and soffit including renewing as required timber supports, new WPB plywood soffit, fascia etc. and all cutting and shaping and jointing to existing fascias, soffits etc., and decorate to match existing and remove waste and debris. | 89.8252
303019 |  | R | N | Y | N | JR | BOXED END:RENEW IN PVCU TO FASCIA AND SOFFIT | Carpentry and Joinery | Fascia, Soffit and Bargeboards | Fascias, Soffits and Bargeboards - PVCu | NO | 87.5671 | Boxed End:Renew boxed end to fascia and soffit including renew timber supports with proprietary PVCu board soffit, fascia etc, all cutting and shaping, jointing to existing fascias, soffits. | Boxed End:Renew boxed end to fascia and soffit including renewing as required timber supports, new proprietary PVCu board soffit, fascia etc. and all cutting and shaping and jointing to existing fascias, soffits etc. and remove waste and debris. | 87.5671
303101 |  | R | N | Y | N | JR | GUTTER:RENEW NE 150X100MM TIMBER | Carpentry and Joinery | Rainwater Gutters - Timber | Rainwater Gutters - Timber | LM | 69.8274 | Gutter:Renew in ne 150x100mm moulded timber gutter including support brackets fixed to fascia, all cutting, make joints, line, level and connections to existing guttering. | Gutter:Renew in ne 150x100mm moulded timber gutter including support brackets fixed to fascia, all cutting, make joints, line, level and connections to existing guttering and remove waste and debris. | 69.8274
303102 |  | U | N | N | Y | JR | GUTTER:REALIGN TIMBER GUTTER | Carpentry and Joinery | Rainwater Gutters - Timber | Rainwater Gutters - Timber | LM | 30.5929 | Gutter:Take down any timber gutter, remove and refix brackets to fascia and refix gutter to brackets including all angles, outlets, stop ends and remake all joints and remove waste and debris. | Gutter:Take down any timber gutter, remove and refix brackets to fascia and refix gutter to brackets including all angles, outlets, stop ends and remake all joints and remove waste and debris. | 30.5929
303103 |  | R | N | Y | N | JR | GUTTER:FORM STOP END | Carpentry and Joinery | Rainwater Gutters - Timber | Rainwater Gutters - Timber | NO | 24.5223 | Gutter:Form stop end to timber gutter. | Gutter:Form stop end to timber gutter. | 24.5223
303104 |  | R | N | Y | N | JR | GUTTER:FORM OUTLET | Carpentry and Joinery | Rainwater Gutters - Timber | Rainwater Gutters - Timber | NO | 82.6681 | Gutter:Cut hole in timber gutter, form outlet and fix nozzle/spitter. | Gutter:Cut hole in timber gutter, form outlet and fix nozzle spitter. | 82.6681
303105 |  | U | N | N | Y | JR | GUTTER:RENEW CAST IRON BRACKET TO TIMBER GUTTER | Carpentry and Joinery | Rainwater Gutters - Timber | Rainwater Gutters - Timber | NO | 44.2632 | Gutter:Renew cast iron bracket of any profile including remaking joints and line and level and remove waste and debris. | Gutter:Renew cast iron bracket of any profile including remaking joints and line and level and remove waste and debris. | 44.2632
303106 |  | U | N | N | Y | JR | GUTTER:RENEW TIMBER BRACKET | Carpentry and Joinery | Rainwater Gutters - Timber | Rainwater Gutters - Timber | NO | 27.8751 | Gutter:Renew timber bracket of any profile including remaking joints and line and level and remove waste and debris. | Gutter:Renew timber bracket of any profile including remaking joints and line and level and remove waste and debris. | 27.8751
305836 |  | R | N | Y | N | JR | ROOF:WOODWORM TIMBER | Specialist Treatments | Timber Treatment | Roof Treatment | IT | 760.5 | Roof:Remove and set aside Tenants personal affects stored items, insulation in loft area, undertake woodworm treatment by approved Sub-Contractor to accessible structural timbers, reinstate. | Roof:Remove and set aside tenants personal affects and stored items in loft area, lift and set aside all roof insulation, clean down all timbers to remove surface dust and debris, undertake woodworm treatment by approved Sub-Contractor to accessible structural timbers, leave all areas clean and tidy on completion, relay roof insulation, reinstate tenants affects and stored items and remove waste and debris. | 760.5
305838 |  | R | N | N | N | JR | ROOF:WOODWORM GUARANTEE | Specialist Treatments | Timber Treatment | Roof Treatment | IT | 87.75 | Roof:Provision of 30 year insurance backed guarantee for roof timber woodworm treatment. | Roof:Provision of 30 year insurance backed guarantee for roof timber woodworm treatment. | 87.75
305905 |  | R | N | Y | N | JR | JOIST ENDS:DEEP PASTE TREATMENT | Specialist Treatments | Timber Treatment | Deep Paste Treatment | NO | 19.8121 | Joist Ends:Take up existing floor boarding as necessary, set aside for reuse, take out joist, apply deep paste treatment end of joists, refix joist, relay boarding (msd per joist). | Joist Ends:Take up existing floor boarding as necessary, set aside for reuse, take out existing joist, apply deep paste treatment to one end of joist, refix joist, relay floor boarding and remove waste and debris. | 19.8121
435021 |  | R | N | N | N | PA | GUTTER:CLEAN OUT PRIOR TO DECORATION | Painting and Decorating | Preparation - External and Internal | Works Prior to Painting | LM | 4.493 | Gutter:Clean out eaves gutter prior to redecoration including flush out and test and remove waste and debris. | Gutter:Clean out eaves gutter prior to redecoration including flush out and test and remove waste and debris. | 4.493
601101 |  | R | N | Y | N | PL | DOWNPIPE:RENEW PVCU NE 2 STOREY | Plumbing | Rainwater Pipework | Rainwater Pipework - PVCu | IT | 260.2651 | Downpipe:Renew round or square PVCu downpipe to ne 2 storey dwelling complete with new brackets branches, offset projections, hopperhead, shoe, cut, make joints, make good, remove waste and debris. | Downpipe:Renew round or square PVCu downpipe to ne 2 storey dwelling complete with new brackets plugged to brickwork and all necessary branches, offset projections, hopperhead, shoe, including all cutting and making joints and make good to structure and all finishes and remove waste and debris. | 260.2651
601103 |  | R | N | Y | N | PL | DOWNPIPE:RENEW PVCU 2-4 STOREY | Plumbing | Rainwater Pipework | Rainwater Pipework - PVCu | IT | 376.4765 | Downpipe:Renew round or square PVCu downpipe to over 2, ne 4 storey dwelling with new brackets branches, offset projections, hopperhead, shoe, cut, make joints, make good, remove waste and debris. | Downpipe:Renew round or square PVCu downpipe to over 2, ne 4 storey dwelling complete with new brackets plugged to brickwork and all necessary branches, offset projections, hopperhead, shoe, including all cutting and making joints and make good to structure and all finishes and remove waste and debris. | 376.4765
601105 |  | R | N | Y | N | PL | DOWNPIPE:RENEW PVCU PIPE | Plumbing | Rainwater Pipework | Rainwater Pipework - PVCu | LM | 36.7436 | Downpipe:Renew round or square PVCu downpipe, remove and refix or renew pipe brackets plugged and screwed to structure, make joints, make good, remove waste and debris. | Downpipe:Renew round or square PVCu downpipe, remove and refix or renew pipe brackets plugged and screwed to brickwork including cutting and making joints, make good to structure and finishes and remove waste and debris. | 36.7436
601107 |  | R | N | N | N | PL | DOWNPIPE:RENEW NE 300MM PVCU OFFSET | Plumbing | Rainwater Pipework | Rainwater Pipework - PVCu | NO | 64.9675 | Downpipe:Renew any type of PVCu offset, ne 300mm projection including all cutting and remake joints, make good to structure and finishes and remove waste and debris. | Downpipe:Renew any type of PVCu offset, ne 300mm projection including all cutting and remake joints, make good to structure and finishes and remove waste and debris. | 64.9675
601109 |  | R | N | N | N | PL | DOWNPIPE:RENEW PVCU HOPPER HEAD | Plumbing | Rainwater Pipework | Rainwater Pipework - PVCu | NO | 55.2458 | Downpipe:Renew PVCu downpipe hopperhead for round or square downpipe, plugged and screwed to brickwork including all cutting and remake joints, make good, remove waste and debris. | Downpipe:Renew PVCu downpipe hopper head for round or square downpipe, plugged and screwed to brickwork including all cutting and remake joints, make good to structure and finishes and remove waste and debris. | 55.2458
601111 |  | R | N | N | N | PL | DOWNPIPE:RENEW PVCU SHOE | Plumbing | Rainwater Pipework | Rainwater Pipework - PVCu | NO | 21.8098 | Downpipe:Renew any type of PVCu downpipe shoe plugged and screwed to brickwork including all cutting and remake joints, make good to structure and finishes and remove waste and debris. | Downpipe:Renew any type of PVCu downpipe shoe plugged and screwed to brickwork including all cutting and remake joints, make good to structure and finishes and remove waste and debris. | 21.8098
601113 |  | R | N | N | N | PL | DOWNPIPE:RENEW PVCU BRANCH | Plumbing | Rainwater Pipework | Rainwater Pipework - PVCu | NO | 69.4508 | Downpipe:Renew round or square PVCu branch including all cutting and making joints, make good to structure and finishes and remove waste and debris. | Downpipe:Renew round or square PVCu branch including all cutting and making joints, make good to structure and finishes and remove waste and debris. | 69.4508
601119 |  | U | N | N | Y | PL | DOWNPIPE:RENEW OR REFIX PVCU CLIP | Plumbing | Rainwater Pipework | Rainwater Pipework - PVCu | NO | 14.4892 | Downpipe:Refix or renew clip to PVCu downpipe plugged and screwed to brickwork and make good to structure and finishes and remove waste and debris. | Downpipe:Refix or renew clip to PVCu downpipe plugged and screwed to brickwork and make good to structure and finishes and remove waste and debris. | 14.4892
601121 |  | U | N | N | Y | PL | DOWNPIPE:REMOVE AND REFIX PVCU COMPLETE | Plumbing | Rainwater Pipework | Rainwater Pipework - PVCu | IT | 67.7075 | Downpipe:Take down any PVCu downpipe, remove and refix pipe brackets fixed to structure, refix downpipes, hopperheads, offsets, shoes remake joints, make good, remove waste and debris. | Downpipe:Take down any PVCu downpipe, remove and refix pipe brackets, plugged and screwed to brickwork and refix downpipes including all hopperhead offsets, shoes and remake all joints, make good to structure and finishes and remove waste and debris. | 67.7075
601125 |  | U | N | N | Y | PL | DOWNPIPE:REMAKE PVCU JOINTS OR REFIX FITTING | Plumbing | Rainwater Pipework | Rainwater Pipework - PVCu | IT | 34.7617 | Downpipe:Remake any loose or leaking PVCu downpipe joint or joints to any fitting, renew drain connection adaptor or remake joint to drain or gully connection, make good (per downpipe). | Downpipe:Remake any loose or leaking PVCu downpipe joint or joints to any fitting, renew drain connection adaptor or remake joint to drain or gully connection, make good (per downpipe). | 34.7617
601503 |  | R | N | N | N | PL | DOWNPIPE:RENEW UPTO 100MM CAST IRON PIPE | Plumbing | Rainwater Pipework | Rainwater Pipework - Cast Iron Repairs | IT | 218.2758 | Downpipe:Renew length of ne 100mm diameter cast iron downpipe, remove, refix or renew pipe brackets fixed to structure, cut and make joints, make good, decorate to match, remove waste and debris. | Downpipe:Renew length of upto 100mm diameter cast iron downpipe, remove and refix or renew pipe brackets plugged and screwed to brickwork including cutting and making joints, make good to structure and finishes and decorate to match existing and remove waste and debris. | 218.2758
601505 |  | U | N | N | Y | PL | DOWNPIPE:REMOVE AND REFIX CAST IRON COMPLETE | Plumbing | Rainwater Pipework | Rainwater Pipework - Cast Iron Repairs | IT | 63.32 | Downpipe:Take down any cast iron downpipe, remove refix pipe brackets fixed to brickwork and refix downpipes, hopper heads, offsets, branches, shoes, remake all joints, make good, touch up. | Downpipe:Take down any cast iron downpipe, remove and refix pipe brackets, plugged and screwed to brickwork and refix downpipes including all hopper heads, offsets, branches, shoes, remake all joints, make good to structure and finishes and touch up decorations to match existing and remove waste and debris. | 63.32
601507 |  | U | N | N | Y | PL | DOWNPIPE:RENEW CAST IRON PIPE BRACKET | Plumbing | Rainwater Pipework | Rainwater Pipework - Cast Iron Repairs | NO | 79.2822 | Downpipe:Renew any diameter cast iron downpipe bracket plugged and screwed to brickwork, make good to structure and finishes and decorate to match existing and remove waste and debris. | Downpipe:Renew any diameter cast iron downpipe bracket plugged and screwed to brickwork, make good to structure and finishes and decorate to match existing and remove waste and debris. | 79.2822
601509 |  | U | N | N | Y | PL | DOWNPIPE:REFIX LOOSE CAST IRON BRACKET | Plumbing | Rainwater Pipework | Rainwater Pipework - Cast Iron Repairs | NO | 12.9565 | Downpipe:Refix loose cast iron downpipe bracket, including replugging and screwing to brickwork, make good to structure and finishes and decorate to match existing and remove waste and debris. | Downpipe:Refix loose cast iron downpipe bracket, including replugging and screwing to brickwork, make good to structure and finishes and decorate to match existing and remove waste and debris. | 12.9565
601511 |  | U | N | N | Y | PL | DOWNPIPE:REMAKE CAST IRON JOINTS | Plumbing | Rainwater Pipework | Rainwater Pipework - Cast Iron Repairs | IT | 31.5137 | Downpipe:Remake any loose or leaking cast iron downpipe joint or joints to any fitting, make good to structure and finishes and decorate to match existing and remove waste and debris. | Downpipe:Remake any loose or leaking cast iron downpipe joint or joints to any fitting, make good to structure and finishes and decorate to match existing and remove waste and debris. | 31.5137
603101 |  | R | N | Y | N | PL | GUTTER:RENEW NE 112MM PVCU COMPLETE | Plumbing | Rainwater Gutters | Rainwater Gutters - PVCu | LM | 65.0667 | Gutter:Renew with ne 112mm PVCu gutter of any profile with support brackets, angles, outlets stop ends, cutting, make gutters line and level, connections to existing guttering and downpipes. | Gutter:Renew any gutter with ne 112mm PVCu gutter of any profile including support brackets fixed to fascia complete with all necessary angles, outlets stop ends, including cutting, making gutters line and level and connections to existing guttering and downpipes and remove waste and debris. | 65.0667
603103 |  | R | N | Y | N | PL | GUTTER:RENEW 150MM PVCU COMPLETE | Plumbing | Rainwater Gutters | Rainwater Gutters - PVCu | LM | 77.483 | Gutter:Renew with 150mm PVCu gutter of any profile with support brackets, angles, outlets stop ends, cutting, make gutters line and level, connections to existing guttering and downpipes. | Gutter:Renew any gutter with 150mm PVCu gutter of any profile including support brackets fixed to fascia complete with all necessary angles, outlets stop ends, including cutting, making gutters line and level and connections to existing guttering and downpipes and remove waste and debris. | 77.483
603105 |  | R | N | Y | N | PL | GUTTER:RENEW NE 112MM PVCU | Plumbing | Rainwater Gutters | Rainwater Gutters - PVCu | LM | 40.3966 | Gutter:Renew ne 112mm PVCu gutter of any profile, including support brackets fixed to fascia including cutting, make joints, line and level and connection to existing guttering. | Gutter:Renew ne 112mm PVCu gutter of any profile, including support brackets fixed to fascia including cutting, making joints, line and level and connection to existing guttering and remove waste and debris. | 40.3966
603107 |  | R | N | Y | N | PL | GUTTER:RENEW 150MM PVCU | Plumbing | Rainwater Gutters | Rainwater Gutters - PVCu | LM | 48.2412 | Gutter:Renew 150mm PVCu gutter of any profile, including support brackets fixed to fascia including cutting, make joints, line and level and connection to existing guttering. | Gutter:Renew 150mm PVCu gutter of any profile, including support brackets fixed to fascia including cutting, making joints, line and level and connection to existing guttering and remove waste and debris. | 48.2412
603109 |  | U | N | N | Y | PL | GUTTER:REALIGN PVCU GUTTER | Plumbing | Rainwater Gutters | Rainwater Gutters - PVCu | LM | 20.0197 | Gutter:Take down any PVCu gutter, remove and refix brackets to fascia and refix gutter to brackets to line and level including all angles, outlets and stop ends and remake all joints. | Gutter:Take down any PVCu gutter, remove and refix brackets to fascia and refix gutter to brackets to line and level including all angles, outlets and stop ends and remake all joints. | 20.0197
603111 |  | R | N | N | N | PL | GUTTER:RENEW PVCU STOP END | Plumbing | Rainwater Gutters | Rainwater Gutters - PVCu | NO | 15.4954 | Gutter:Renew ne 112mm PVCu gutter stop end of any profile, including remaking joints and line and level and remove waste and debris. | Gutter:Renew ne 112mm PVCu gutter stop end of any profile, including remaking joints and line and level and remove waste and debris. | 15.4954
603115 |  | R | N | N | N | PL | GUTTER:RENEW PVCU OUTLET | Plumbing | Rainwater Gutters | Rainwater Gutters - PVCu | NO | 24.2785 | Gutter:Renew ne 112mm PVCu gutter outlet of any profile, including remaking joints and line and level and remove waste and debris. | Gutter:Renew ne 112mm PVCu gutter outlet of any profile, including remaking joints and line and level and remove waste and debris. | 24.2785
603119 |  | R | N | N | N | PL | GUTTER:RENEW PVCU ANGLE | Plumbing | Rainwater Gutters | Rainwater Gutters - PVCu | NO | 24.2083 | Gutter:Renew ne 112mm PVCu gutter angle of any profile including remaking joints and line and level and remove waste and debris. | Gutter:Renew ne 112mm PVCu gutter angle of any profile including remaking joints and line and level and remove waste and debris. | 24.2083
603123 |  | R | N | N | N | PL | GUTTER:RENEW PVCU UNION | Plumbing | Rainwater Gutters | Rainwater Gutters - PVCu | NO | 21.997 | Gutter:Renew ne 112mm PVCu gutter union or fitting rubbers of any profile including remake joints and line and level and remove waste and debris. | Gutter:Renew ne 112mm PVCu gutter union or fitting rubbers of any profile including remake joints and line and level and remove waste and debris. | 21.997
603127 |  | U | N | N | Y | PL | GUTTER:RENEW PVCU BRACKET | Plumbing | Rainwater Gutters | Rainwater Gutters - PVCu | NO | 13.9276 | Gutter:Renew ne 112mm PVCu gutter bracket of any profile including remaking joints and line and level and remove waste and debris. | Gutter:Renew ne 112mm PVCu gutter bracket of any profile including remaking joints and line and level and remove waste and debris. | 13.9276
603131 |  | U | N | N | Y | PL | GUTTER:TAKE DOWN AND REFIX PVCU OUTLET | Plumbing | Rainwater Gutters | Rainwater Gutters - PVCu | NO | 18.6742 | Gutter:Take down any PVCu gutter outlet and refix and remake joints. | Gutter:Take down any PVCu gutter outlet and refix and remake joints. | 18.6742
603133 |  | U | N | N | Y | PL | GUTTER:REMAKE PVCU JOINT | Plumbing | Rainwater Gutters | Rainwater Gutters - PVCu | NO | 12.547 | Gutter:Remake any loose or leaking PVCu gutter joint or joints to fittings including break joint, clean out and make joint and line and level. | Gutter:Remake any loose or leaking PVCu gutter joint or joints to fittings including break joint, clean out and make joint and line and level. | 12.547
603301 |  | R | N | Y | N | PL | GUTTER:RENEW IN CAST IRON COMPLETE | Plumbing | Rainwater Gutters | Rainwater Gutters - Cast Iron | LM | 129.0984 | Gutter:Renew ne 125mm cast iron gutter of any profile with support brackets, angles, outlets and stop ends, cutting, make gutters line and level, connections to existing guttering, decorate. | Gutter:Renew ne 125mm cast iron gutter of any profile including support brackets fixed to fascia complete with all necessary angles, outlets and stop ends, including cutting, making gutters line and level and connections to existing guttering and rub down, prepare for and decorate to outside of gutter and one coat of bitumastic paint to inside of gutter and remove waste and debris. | 129.0984
603303 |  | R | N | N | N | PL | GUTTER:RENEW LENGTH OF CAST IRON | Plumbing | Rainwater Gutters | Rainwater Gutters - Cast Iron | LM | 137.4358 | Gutter:Renew ne 125mm cast iron gutter of any profile with support brackets fixed to fascia including cutting, make joints, line and level, connections to existing guttering, decorate. | Gutter:Renew ne 125mm cast iron gutter of any profile including support brackets fixed to fascia including cutting, making joints, line and level and connections to existing guttering and rub down, prepare for and decorate to match existing to outside of gutter and one coat of bitumastic paint to inside of gutter and remove waste and debris. | 137.4358
603305 |  | R | N | N | N | PL | GUTTER:REALIGN CAST IRON GUTTER | Plumbing | Rainwater Gutters | Rainwater Gutters - Cast Iron | LM | 26.2054 | Gutter:Take down any cast iron gutter, remove and refix brackets to fascia and refix gutter to brackets, including all angles, outlets and stop ends, remake all joints and touch up decorations. | Gutter:Take down any cast iron gutter, remove and refix brackets to fascia and refix gutter to brackets, including all angles, outlets and stop ends, remake all joints and touch up decorations. | 26.2054
603307 |  | R | N | N | N | PL | GUTTER:RENEW CAST IRON STOP END | Plumbing | Rainwater Gutters | Rainwater Gutters - Cast Iron | NO | 39.7154 | Gutter:Renew ne 125mm cast iron gutter stop end of any profile, including remake joint, line and level, decorate to match existing to outside, one coat of bitumastic paint to inside. | Gutter:Renew ne 125mm cast iron gutter stop end of any profile, including remaking joint, line and level, rub down, prepare for and decorate to match existing to outside and one coat of bitumastic paint to inside and remove waste and debris. | 39.7154
603309 |  | R | N | N | N | PL | GUTTER:RENEW CAST IRON OUTLET | Plumbing | Rainwater Gutters | Rainwater Gutters - Cast Iron | NO | 84.6608 | Gutter:Renew ne 125mm cast iron gutter outlet of any profile, including remake joint, line and level, decorate to match existing to outside, one coat of bitumastic paint to inside. | Gutter:Renew ne 125mm cast iron gutter outlet of any profile, including remaking joint, line and level, rub down, prepare for and decorate to match existing to outside and one coat of bitumastic paint to inside and remove waste and debris. | 84.6608
603311 |  | R | N | N | N | PL | GUTTER:RENEW CAST IRON ANGLE | Plumbing | Rainwater Gutters | Rainwater Gutters - Cast Iron | NO | 87.7262 | Gutter:Renew ne 125mm cast iron gutter angle of any profile, including remake joint, line and level, decorate to match existing to outside, one coat of bitumastic paint to inside. | Gutter:Renew ne 125mm cast iron gutter angle of any profile, including remaking joint, line and level, rub down, prepare for and decorate to match existing to outside and one coat of bitumastic paint to inside and remove waste and debris. | 87.7262
603313 |  | R | N | N | N | PL | GUTTER:RENEW CAST IRON UNION | Plumbing | Rainwater Gutters | Rainwater Gutters - Cast Iron | NO | 72.2973 | Gutter:Renew ne 125mm cast iron gutter Union of any profile, including remake joint, line and level, decorate to match existing to outside, one coat of bitumastic paint to inside. | Gutter:Renew ne 125mm cast iron gutter Union of any profile, including remaking joint, line and level, rub down, prepare for and decorate to match existing to outside and one coat of bitumastic paint to inside and remove waste and debris. | 72.2973
603315 |  | R | N | N | N | PL | GUTTER:RENEW CAST IRON BRACKET | Plumbing | Rainwater Gutters | Rainwater Gutters - Cast Iron | NO | 43.9941 | Gutter:Renew gutter bracket for cast iron gutter including line and level and rub down, prepare for and decorate to match existing and remove waste and debris. | Gutter:Renew gutter bracket for cast iron gutter including line and level and rub down, prepare for and decorate to match existing and remove waste and debris. | 43.9941
603317 |  | R | N | N | N | PL | GUTTER:TAKE DOWN AND REFIX CAST IRON OUTLET | Plumbing | Rainwater Gutters | Rainwater Gutters - Cast Iron | NO | 62.3255 | Gutter:Take down any cast iron gutter outlet and refix, remake all joints and touch up decorations. | Gutter:Take down any cast iron gutter outlet and refix, remake all joints and touch up decorations. | 62.3255
603319 |  | R | N | N | Y | PL | GUTTER:REMAKE CAST IRON JOINTS | Plumbing | Rainwater Gutters | Rainwater Gutters - Cast Iron | NO | 27.6679 | Gutter:Remake any cast iron gutter joint including break joint, clean out and make joint and touch up decorations. | Gutter:Remake any cast iron gutter joint including break joint, clean out and make joint and touch up decorations. | 27.6679
603901 |  | U | N | N | Y | PL | DOWNPIPE:CLEAR BLOCKAGE NE 2 STOREY | Plumbing | Rainwater Gutters | Gutters/Downpipes - Clean Out | IT | 19.7698 | Downpipe:Clear blockage from downpipe ne 2 storey including gain access, rod, flush out and test including clean out gulley and remove waste and debris (not to be claimed with 603903). | Downpipe:Clear blockage from downpipe ne 2 storey including gain access, rod, flush out and test including clean out gulley and remove waste and debris (not to be claimed with clean and flush out elevation). | 19.7698
603902 |  | U | N | N | Y | PL | DOWNPIPE:CLEAR BLOCKAGE 2 TO 4 STOREY | Plumbing | Rainwater Gutters | Gutters/Downpipes - Clean Out | IT | 40.4378 | Downpipe:Clear blockage from downpipe any 2 to 4 storey including gain access, rod, flush out and test including clean out gulley and remove waste and debris (not to be claimed with 603903). | Downpipe:Clear blockage from downpipe any 2 to 4 storey including gain access, rod, flush out and test including clean out gulley and remove waste and debris (not to be claimed with clean and flush out elevation). | 40.4378
603903 |  | U | N | N | Y | PL | GUTTER:CLEAN AND FLUSH OUT PER ELEVATION NE 8 LM | Plumbing | Rainwater Gutters | Gutters/Downpipes - Clean Out | IT | 55.6716 | Gutter:Clean out debris from gutters to any type of property including flush out and test, rod downpipe including clean out gulley and remove spoil on completion (per elevation). | Gutter:Clean out debris from gutters to any type of property including flush out and test, rod downpipe including clean out gulley and remove debris from site on completion (per elevation). | 55.6716
603904 |  | R | N | N | N | PL | GUTTER:CLEAN AND FLUSH OUT PER DWELLING | Plumbing | Rainwater Gutters | Gutters/Downpipes - Clean Out | IT | 111.3433 | Gutter:Clean out debris from all gutters to any type of house or bungalow including flush out and test, rod downpipes including clean out gullies and remove debris from site on completion. | Gutter:Clean out debris from all gutters including returns, gable ends, dormers, porches, extensions, etc., to any type of house or bungalow including flush out and test, rod downpipes including clean out gullies and remove debris from site on completion. | 111.3433
603905 |  | U | N | N | Y | PL | HOPPER:CLEAR OUT BLOCKED HOPPER HEAD | Plumbing | Rainwater Gutters | Gutters/Downpipes - Clean Out | NO | 22.2688 | Hopper:Clear out blocked hopper head including rod if necessary, flush out and test and remove debris from site on completion and remove waste and debris. | Hopper:Clear out blocked hopper head including rod if necessary, flush out and test and remove debris from site on completion and remove waste and debris. | 22.2688
603906 |  | R | N | N | N | PL | GUTTER:CLEAN AND FLUSH OUT PER BLOCK | Plumbing | Rainwater Gutters | Gutters/Downpipes - Clean Out | LM | 9.2787 | Gutter:Clean out debris from all gutters to any type of block of flats or maisonettes including flush out and test, rod downpipes including clean out gullies and remove debris from site on completion. | Gutter:Clean out debris from all gutters including returns, gable ends, dormers, porches, extensions, canopies etc., to any type of block of flats or maisonettes including flush out and test, rod downpipes including clean out gullies and remove debris from site on completion. | 9.2787
603907 |  | U | N | N | Y | PL | FLAT ROOF OUTLET:CLEAR BLOCKED | Plumbing | Rainwater Gutters | Gutters/Downpipes - Clean Out | IT | 30.9287 | Flat Roof Outlet:Clear out blocked flat roof outlet including rod if necessary, flush out and test and remove debris from site on completion and remove waste and debris. | Flat Roof Outlet:Clear out blocked flat roof outlet including rod if necessary, flush out and test and remove debris from site on completion and remove waste and debris. | 30.9287
603909 |  | U | N | N | Y | PL | GUTTER:CLEAN WITH VACUUM SYSTEM ELEVATION | Plumbing | Rainwater Gutters | Gutters/Downpipes - Clean Out | IT | 54.166 | Gutter:Clean out debris from gutters to any type of property using SkyVac or similar system, flush out and test, rod downpipe, clean out gulley, remove debris from site (per elevation ne 8LM). | Gutter:Clean out debris from gutters to any type of property using SkyVac or similar system including flush out and test, rod downpipe including clean out gulley and remove debris from site on completion (per elevation ne 8LM). | 54.166
603911 |  | U | N | N | Y | PL | GUTTER:CLEAN WITH VACUUM SYSTEM DWELLING | Plumbing | Rainwater Gutters | Gutters/Downpipes - Clean Out | IT | 98.9717 | Gutter:Clean out debris from all gutters to any type of house or bungalow using SkyVac type system, flush out and test, rod downpipes, clean out gullies, remove debris from site (per dwelling). | Gutter:Clean out debris from all gutters including returns, gable ends, dormers, porches, extensions, etc., to any type of house or bungalow using SkyVac or similar system including flush out and test, rod downpipes including clean out gullies and remove debris from site on completion. (per dwelling). | 98.9717
603913 |  | U | N | N | Y | PL | GUTTER:CLEAN WITH VACUUM SYSTEM BLOCK | Plumbing | Rainwater Gutters | Gutters/Downpipes - Clean Out | LM | 6.1858 | Gutter:Clean out debris from all gutters to any type of block of flats or maisonettes using SkyVac type system, flush out and test, rod downpipes, clean out gullies and remove debris from site. | Gutter:Clean out debris from all gutters including returns, gable ends, dormers, porches, extensions, canopies etc., to any type of block of flats or maisonettes using SkyVac or similar system, including flush out and test, rod downpipes including clean out gullies and remove debris from site on completion. | 6.1858

## Lot 5
BAF26028 DLO Support Framework – Lot 5: Highway Works
Price Schedule
Tenderers must complete the yellow highlighted cells. Enter the proposed percentage adjustment in cell B8. Enter an uplift as a positive percentage (for example 10%) or a discount as a negative percentage (for example -10%). The adjustment is applied to every published SOR Rate and the adjusted total is shown in cell B8. All submitted prices must be fully inclusive of all costs associated with delivery unless expressly stated otherwise in the Tender Documents. No additional expenses or charges will be payable.
SOR Proposed Adjustment %
Total Amount (to be used for evaluation purposes) | 5604.2897
Document Code | New v8 | Priority | Right to Repair | Component Accounting | First Time Fix | NHF_Trade_Code | Short Description | Element | Section | Subsection | UOM | SOR Rate | Medium Description | Long Description | Adjusted SOR Rate
001101 |  | R | N | Y | N | GR | KERB:LAY NEW 127X254MM PCC KERB | Groundworks | Kerbs, Channels and Edgings | Kerbs - Precast Concrete | LM | 55.6654 | Kerb:Excavate, remove spoil, later backfill level, compact bottoms, supply and lay 127x254mm pcc kerb, straight or curved, including concrete bed and haunch, pointing, formwork make good. | Kerb:Excavate, remove waste and debris, subsequently backfill as necessary, level and compact bottom of excavations, supply and lay 127x254mm precast concrete kerb, straight or curved, on and including 200x100mm concrete bed and haunch both sides and pointing, all necessary formwork and make good to existing finishes. | 55.6654
001103 |  | R | N | Y | N | GR | KERB:RENEW 127X254MM PCC KERB | Groundworks | Kerbs, Channels and Edgings | Kerbs - Precast Concrete | LM | 41.7226 | Kerb:Renew pcc kerb, straight or curved, take up existing including haunching, remove spoil, clean bed, supply and lay new 127x254mm pcc kerb haunch pointing, formwork and make good to finishes. | Kerb:Renew precast concrete kerb, straight or curved by carefully taking up existing kerb and haunching, remove waste and debris, clean up concrete bed, supply and lay new 127x254mm precast concrete kerb and haunch to both sides including pointing, formwork and make good to existing finishes. | 41.7226
001105 |  | U | N | N | Y | GR | KERB:REBED ANY TYPE OF PCC KERB | Groundworks | Kerbs, Channels and Edgings | Kerbs - Precast Concrete | LM | 37.5925 | Kerb:Rebed 127x254mm pcc kerb, straight or curved take up existing kerb and haunch, clean up bed, rebed and haunch existing kerb to both sides, pointing, formwork and make good to finishes. | Kerb:Rebed precast concrete kerb, straight or curved on plan, by carefully taking up existing kerb and haunching, remove waste and debris, clean up concrete bed and haunch to existing 127x254mm precast concrete kerb to both sides including pointing, formwork and make good to existing finishes. | 37.5925
001107 |  | R | N | N | N | GR | KERB:RAKE OUT JOINTS AND REPOINT | Groundworks | Kerbs, Channels and Edgings | Kerbs - Precast Concrete | LM | 8.6477 | Kerb:Rake out joints of existing precast concrete kerb and repoint with cement mortar, and remove waste and debris. | Kerb:Rake out joints of existing precast concrete kerb and repoint with cement mortar, and remove waste and debris. | 8.6477
001301 |  | R | N | Y | N | GR | CHANNEL:RENEW NE 250X125MM | Groundworks | Kerbs, Channels and Edgings | Channels - Precast Concrete | LM | 59.7055 | Channel:Renew PCC channel, take up existing complete, clean up existing bed, supply, lay new up to 250x125mm channel and haunch both sides, pointing, formwork, make good, and remove waste and debris. | Channel:Renew precast concrete channel, take up existing including haunching, remove waste and debris, clean up existing bed, supply and lay new ne 250x125mm precast concrete channel including haunch both sides, pointing, formwork and make good to existing finishes. | 59.7055
001303 |  | R | N | Y | N | GR | CHANNEL:REBED NE 250X125MM | Groundworks | Kerbs, Channels and Edgings | Channels - Precast Concrete | LM | 40.5175 | Channel:Rebed pcc channel, take up channel and haunching, clean up existing bed, clean, relay up to 250x125mm pcc channel, haunch both sides, pointing, formwork, make good, remove waste and debris. | Channel:Rebed precast concrete channel, take up existing including haunching, remove waste and debris, clean up existing bed, and clean and relay ne 250x125mm precast concrete channel including haunch both sides, pointing, formwork and make good to existing finishes. | 40.5175
001501 |  | R | N | Y | N | GR | EDGING:LAY 50X152MM PCC EDGING | Groundworks | Kerbs, Channels and Edgings | Edgings - Precast Concrete | LM | 43.1266 | Edging:Excavate, remove spoil, backfill, level, compact excavations lay concrete bed 200x100mm, lay 50x152mm pcc edging, straight or curved, haunch to both sides, point, formwork, make good. | Edging:Excavate, remove waste and debris, backfill as necessary, level and compact bottom of excavations lay concrete bed 200x100mm and supply and lay 50x152mm precast concrete edging, straight or curved, haunch to both sides, point including all formwork and make good to existing finishes. | 43.1266
001503 |  | R | N | Y | N | GR | EDGING:RENEW 50X152MM PCC EDGING | Groundworks | Kerbs, Channels and Edgings | Edgings - Precast Concrete | LM | 30.0915 | Edging:Renew pcc edging, straight or curved, take up existing edging complete, remove spoil, clean concrete bed, bed up to 50x152mm pcc edging, haunch both sides, point, formwork, make good. | Edging:Renew precast concrete edging, straight or curved by carefully taking up existing edging and haunching, remove waste and debris, clean up concrete bed, supply and bed ne 50x152mm precast concrete edging, haunch both sides, point including all formwork and make good to existing finishes. | 30.0915
001505 |  | U | N | N | Y | GR | EDGING:REBED STRAIGHT AND CURVED PCC EDGING | Groundworks | Kerbs, Channels and Edgings | Edgings - Precast Concrete | LM | 30.1617 | Edging:Rebed any straight or curved pcc edging, take up existing edging and haunching, remove spoil, clean up concrete bed and edging, relay and haunch both sides, point, formwork, make good. | Edging:Rebed any precast concrete edging, straight or curved on plan, by carefully taking up existing edging and haunching, remove waste and debris, clean up concrete bed and edging and relay including haunch both sides, point including all formwork and make good to existing finishes. | 30.1617
001507 |  | R | N | Y | N | GR | EDGING:RENEW 25X150MM TIMBER | Groundworks | Kerbs, Channels and Edgings | Edgings - Timber | LM | 11.1635 | Edging:Renew or supply new 25x150mm tanalised softwood edging board including 50x50x600mm long tanalised pegs at 900mm centres driven firmly into ground including all excavation and make good. | Edging:Renew or supply and fix new 25x150mm tanalised softwood edging board to and including 50x50x600mm long tanalised pegs at 900mm centres driven firmly into the ground including all necessary excavation and make good to existing finishes. | 11.1635
003003 |  | R | N | Y | N | GR | PATH:EXCAVATE LAY NE 100MM CONCRETE BED | Groundworks | Paths and Pavings | Paving - Insitu Concrete | SM | 115.3759 | Path:Excavate 250mm below finished level, remove spoil, level and compact bottoms, 150mm hardcore bed, blinded, ne 100mm concrete trowelled smooth, dishing to gullies and the like and all formwork. | Path:Excavate 250mm below required finished level, remove waste and debris, level and compact bottoms of excavations and fill, 150mm hardcore bed, blinded and ne 100mm concrete trowelled smooth including dishing to gullies and the like and all formwork. | 115.3759
003007 |  | R | N | Y | N | GR | PATH:RENEW NE 100MM CONCRETE BED AND SUB-BASE | Groundworks | Paths and Pavings | Paving - Insitu Concrete | SM | 129.2732 | Path:Renew concrete path, break up concrete, excavate, remove spoil, fill soft spots, level and compact, 150mm hardcore bed, blinded, ne 100mm concrete trowelled smooth, all labours, formwork. | Path:Renew concrete path by breaking up existing concrete and excavating 250mm below existing level, remove waste and debris, fill soft spots, level and compact bottoms of excavations and fill, 150mm hardcore bed, blinded and ne 100mm concrete trowelled smooth including dishing to gullies and the like and all formwork. | 129.2732
003009 |  | R | N | Y | N | GR | FINISH:EXTRA FOR NON-SLIP FINISH TO PATH | Groundworks | Paths and Pavings | Paving - Insitu Concrete | SM | 15.0408 | Finish:Extra for non-slip surface to concrete, carborundum grains at the rate of 1kg per sm. | Finish:Extra for non-slip surface to concrete carborundum grains at the rate of 1kg per sm. | 15.0408
003011 |  | R | N | Y | N | GR | PATH/BASE:REMOVE AND INFILL WITH TOPSOIL | Groundworks | Paths and Pavings | Paving - Insitu Concrete | SM | 82.132 | Path or Base:Break up, remove any thickness existing path or shed/outbuilding base and bed under, remove waste and debris, import topsoil, deposit to make up levels, grade to suit existing contours. | Path or Base:Break up and remove any thickness existing path or shed/outbuilding base and bed under and remove waste and debris, import topsoil and deposit to make up levels and grade to suit existing contours. | 82.132
003013 |  | R | N | Y | N | GR | PATH/BASE:REMOVE | Groundworks | Paths and Pavings | Paving - Insitu Concrete | SM | 42.7135 | Path or Base:Break up and remove any thickness existing path or shed/outbuilding base and bed under, remove waste and debris, leave to receive new paving (measured separately). | Path or Base:Break up and remove any thickness existing path or shed/outbuilding base and bed under and remove waste and debris, leave to receive new paving (measured separately). | 42.7135
003015 |  | R | N | Y | N | GR | PATH/BASE:REMOVE AND INFILL WITH GRAVEL | Groundworks | Paths and Pavings | Paving - Insitu Concrete | SM | 87.631 | Path or Base:Break up and remove any thickness existing path or shed/outbuilding base and bed under, remove waste and debris, import gravel and deposit to make up levels, grade to existing contours. | Path or Base:Break up and remove any thickness existing path or shed/outbuilding base and bed under and remove waste and debris, import gravel and deposit to make up levels and grade to suit existing contours. | 87.631
003101 |  | R | N | N | N | GR | AGGREGATE:REMOVE DISPOSE MAKE GOOD | Groundworks | Paths and Pavings | Paving - Aggregate | SM | 19.4562 | Aggregate:Excavate aggregate base ne 200mm, transport and dispose at an authorised recycling centre, fill in resulting cavity or hole with soil, make good to surfacing, remove waste and debris. | Aggregate:Excavate aggregate base ne 200mm, transport and dispose at an authorised recycling centre, fill in resulting cavity or hole with soil and make good to surrounding surfacing, remove waste and debris. | 19.4562
005001 |  | R | N | Y | N | GR | MACADAM:EXCAVATE AND LAY 70MM PAVING | Groundworks | Paths and Pavings | Paving - Coated Macadam | SM | 83.1317 | Macadam:Excavate 145mm below finished level, remove spoil, level and compact bottoms, fill in layers, 75mm crusher run stone blinding, 50mm base macadam and 20mm wearing macadam, all labours. | Macadam:Excavate 145mm below required finished level, remove waste and debris, level and compact bottoms of excavations and fill in layers, 75mm crusher run broken stone blinding, 50mm base course of 20mm nominal size open-textured macadam and 20mm wearing course of 6mm nominal medium textured macadam laid to falls, crossfalls and slopes. | 83.1317
005003 |  | R | N | Y | N | GR | MACADAM:RENEW 70MM PAVING | Groundworks | Paths and Pavings | Paving - Coated Macadam | SM | 88.6906 | Macadam:Renew macadam, break out up to 145mm, remove spoil, fill soft spots, level and compact bottoms, fill in layers, 75mm stone, 50mm base macadam, 20mm wearing course macadam, all labours. | Macadam:Renew macadam by breaking up existing paving and excavations 145mm below existing level, remove waste and debris, fill soft spots, level and compact bottoms of excavations and fill in layers, 75mm crusher run of broken stone, blinding, 50mm base course of 20mm nominal size open textured macadam and 20mm wearing course of 6mm nominal size medium textured macadam laid to falls, crossfalls and slopes, make good to existing finishes. | 88.6906
005051 |  | R | N | Y | N | GR | MACADAM:REPAIR POT HOLE NE 50MM DEEP | Groundworks | Paths and Pavings | Paving - Coated Macadam | IT | 48.9247 | Macadam:Repair pot hole in patch ne 1.00 sm, compact sub-base, lay 20mm dense base course macadam 25mm, 6mm dense wearing course macadam 25mm deep, joints, make good, remove waste and debris. | Macadam:Repair pot hole in patch ne 1.00 square metres, remove waste and debris, grade and compact surface of sub-base, lay 20mm dense base course macadam to a depth of 25mm, and a 6mm dense wearing course macadam to a depth of 25mm laid to falls, crossfalls and slopes including joints to any existing finishes, road gullies, manhole covers etc. | 48.9247
005053 |  | R | N | Y | N | GR | MACADAM:REPAIR POT HOLE NE 75MM DEEP | Groundworks | Paths and Pavings | Paving - Coated Macadam | IT | 70.5724 | Macadam:Repair pot hole in patch ne 1.00 sm, compact sub-base, lay 20mm dense base course macadam 50mm, 6mm dense wearing course macadam 25mm deep, joints, make good, remove waste and debris. | Macadam:Repair pot hole in patch ne 1.00 square metres, remove waste and debris, grade and compact surface of sub-base, lay 20mm dense base course macadam to a depth of 50mm, and a 6mm dense wearing course macadam to a depth of 25mm laid to falls, crossfalls and slopes including joints to any existing finishes, road gullies, manhole covers etc. | 70.5724
005055 |  | R | N | Y | N | GR | MACADAM:REPAIR POT HOLE NE 100MM DEEP | Groundworks | Paths and Pavings | Paving - Coated Macadam | IT | 97.2629 | Macadam:Repair pot hole in patch ne 1.00 sm, compact sub-base, lay 20mm dense base course macadam 75mm, 6mm dense wearing course macadam 25mm deep, joints, make good, remove waste and debris. | Macadam:Repair pot hole in patch ne 1.00 square metres, remove waste and debris, grade and compact surface of sub-base, lay 20mm dense base course macadam to a depth of 75mm, and a 6mm dense wearing course macadam to a depth of 25mm laid to falls, crossfalls and slopes including joints to any existing finishes, road gullies, manhole covers etc. | 97.2629
005101 |  | R | N | Y | N | GR | PAVING:RENEW 60MM BITMAC SURFACING | Groundworks | Paths and Pavings | Paving - Bitmac | SM | 79.0171 | Paving:Renew bitmac, break up existing, remove spoil, fill, level compact sub-base, 20mm dense bitmac in 40mm base course, 6mm dense bitmac in 20mm wearing course laid to falls, crossfalls and slopes. | Paving:Renew bitmac by breaking up existing surfacing, remove spoil, fill soft spots or pot holes with granular material, level or grade and compact surface of sub-base, lay 20mm dense base course bitmac to a depth of 40mm, and a 6mm dense wearing course bitmac to a depth of 20mm laid to falls, crossfalls and slopes including joints to any existing finishes. | 79.0171
005103 |  | R | N | Y | N | GR | PAVING:RENEW 90MM BITMAC SURFACING | Groundworks | Paths and Pavings | Paving - Bitmac | SM | 117.4103 | Paving:Renew bitmac, break up existing, remove spoil, fill, level compact sub-base, 20mm dense bitmac in 65mm base course, 6mm dense bitmac in 25mm wearing course laid to falls, crossfalls and slopes. | Paving:Renew bitmac by breaking up existing surfacing, remove spoil, fill soft spots or pot holes with granular material, level or grade and compact surface of sub-base, lay 20mm dense base course bitmac to a depth of 65mm, and a 6mm dense wearing course bitmac to a depth of 25mm laid to falls, crossfalls and slopes including joints to any existing finishes. | 117.4103
007001 |  | R | N | Y | N | GR | FLAG:EXCAVATE AND LAY NEW PRECAST CONCRETE - 50MM | Groundworks | Paths and Pavings | Paving - Precast Concrete Flag | SM | 98.4317 | Flag:Excavate 150mm below finished level, remove spoil, lay 75mm stone blinding, lay 50mm standard size pcc paving flags on 25mm bed of cement mortar (1:4) point up joints and all labours. | Flag:Excavate 150mm below required finished level, remove waste and debris, and fill in layers, including compacting 75mm crusher run of broken stone blinding and lay 50mm standard size precast concrete paving flags on 25mm bed of cement mortar (1:4) including point up joints and all cutting and dishing to gullies, covers and the like. | 98.4317
007005 |  | U | N | N | Y | GR | FLAG:LIFT AND REBED SINGLE PCC PAVING | Groundworks | Paths and Pavings | Paving - Precast Concrete Flag | NO | 13.966 | Flag:Lift any size existing precast concrete paving flag, fill and compact hardcore to soft spots and rebed existing flag on 25mm bed of cement mortar (1:4) and point up joints. | Flag:Lift any size existing precast concrete paving flag, fill and compact hardcore to soft spots and rebed existing flag on 25mm bed of cement mortar (1:4) and point up joints. | 13.966
007007 |  | U | N | N | Y | GR | FLAGS:LIFT AND REBED PCC PAVING | Groundworks | Paths and Pavings | Paving - Precast Concrete Flag | SM | 31.4968 | Flag:Lift any size existing precast concrete paving flag, fill and compact hardcore to soft spots and rebed existing flags on 25mm bed of cement mortar (1:4) and point up joints. | Flag:Lift any size existing precast concrete paving flag, fill and compact hardcore to soft spots and rebed existing flags on 25mm bed of cement mortar (1:4) and point up joints. | 31.4968
007009 |  | R | N | Y | N | GR | FLAG:RENEW SINGLE PCC PAVING | Groundworks | Paths and Pavings | Paving - Precast Concrete Flag | NO | 27.3742 | Flag:Lift remnants of existing 50mm standard size pcc paving flag, remove spoil, fill and compact hardcore to soft spots, lay new flag on 25mm mortar (1:4), point up joints and all labours. | Flag:Lift remnants of existing 50mm standard size precast concrete paving flag, remove waste and debris, fill and compact hardcore to soft spots and lay new flag on 25mm bed of cement mortar (1:4), point up joints including any additional cutting and fitting to suit. | 27.3742
007011 |  | R | N | Y | N | GR | FLAGS:RENEW PCC PAVING | Groundworks | Paths and Pavings | Paving - Precast Concrete Flag | SM | 68.4688 | Flag:Lift remnants of existing 50mm standard size pcc paving flags, remove spoil, fill and compact hardcore to soft spots, lay new flags on 25mm mortar (1:4), point up joints and all labours. | Flag:Lift remnants of existing 50mm standard size precast concrete paving flag, remove waste and debris, fill and compact hardcore to soft spots and lay new paving on 25mm bed of cement mortar (1:4), point up joints including any additional cutting and fitting to suit. | 68.4688
007019 |  | U | N | N | Y | GR | FLAG:REPOINT PCC PAVING | Groundworks | Paths and Pavings | Paving - Precast Concrete Flag | SM | 12.8143 | Flag:Repoint pcc paving, rake out joints, repoint with cement mortar (1:4). | Flag:Repoint pcc paving, rake out joints, repoint with cement mortar (1:4). | 12.8143
007021 |  | U | N | N | Y | GR | FLAG:FILLET POINT JOINT TO WALL | Groundworks | Paths and Pavings | Paving - Precast Concrete Flag | LM | 5.3535 | Flag:Rake out existing and or fillet point in cement mortar (1:4), joint between edges of paving and wall and abutment. | Flag:Rake out existing and or fillet point in cement mortar (1:4), joint between edges of paving and wall and abutment. | 5.3535
009001 |  | U | N | N | Y | GR | PAVING:REBED BRICK PAVING-MORTAR OR SAND | Groundworks | Paths and Pavings | Paving - Brick | SM | 76.4711 | Paving:Take up loose brick paving, set aside, make up levels and soft spots, clean bed and bricks, relay brick paving, joint and point in cement mortar (1:4) or joint filling sand, all bonding. | Paving:Take up loose brick paving, set aside, make up levels and soft spots to sand bed as necessary and relay brick paving including jointing and pointing in cement mortar (1:4) or joint filling sand including all bonding. | 76.4711
009005 |  | R | N | Y | N | GR | PAVING:RENEW BRICK PAVING-MORTAR OR SAND | Groundworks | Paths and Pavings | Paving - Brick | SM | 125.4945 | Paving:Renew brick paving, take up and remove spoil, fill and compact hardcore to soft spots and lay new paving on 25mm bed of mortar (1:4) or 50mm sand bed, all pointing, bonding and labours. | Paving:Renew brick paving including take up existing, remove surplus spoil, fill and compact hardcore to soft spots and lay new paving on 25mm bed of cement mortar (1:4) or 50mm sand bed including all pointing and cutting and bonding. | 125.4945
009009 |  | R | N | Y | N | GR | PAVING:LAY NEW BRICK PAVING-MORTAR OR SAND | Groundworks | Paths and Pavings | Paving - Brick | SM | 129.7622 | Paving:Supply and lay new brick paving including excavate to level, lay 100mm hardcore bed and new paving on 25mm bed of cement mortar (1:4) or 50mm sand bed, all pointing and cutting and bonding. | Paving:Supply and lay new brick paving including excavate to level, lay 100mm hardcore bed and lay new paving on 25mm bed of cement mortar (1:4) or 50mm sand bed including all pointing and cutting and bonding. | 129.7622
009011 |  | R | N | Y | N | GR | PAVING:REGROUT WITH SAND | Groundworks | Paths and Pavings | Paving - Brick | SM | 8.5021 | Paving:Rake out joints of existing brick or block paving, remove defective jointing material and neatly fill joints with dry sand of a colour to match existing. | Paving:Rake out joints of existing brick or block paving, remove defective jointing material and neatly fill joints with dry sand of a colour to match existing. | 8.5021
009013 |  | R | N | Y | N | GR | PAVING:RENEW GRAVEL PAVING 30MM | Groundworks | Paths and Pavings | Paving - Gravel | SM | 14.6671 | Paving:Renew gravel paving to paths and driveways ne 30mm thick including take up and clear away existing, supply, spread and level washed gravel to existing surfaces. | Paving:Renew gravel paving to paths and driveways ne 30mm thick including take up and clear away existing, remove waste and debris, supply, spread and level washed gravel to existing surfaces. | 14.6671
011001 |  | U | N | N | Y | GR | PAVING:TEMPORARY CONCRETE REPAIR | Groundworks | Paths and Pavings | Paving - Temporary Repairs | IT | 44.1445 | Paving:Break out existing defective paving of any type ne 100mm thick, fill in void with lean mix concrete ensuring flush edges to existing finishes in areas ne 1.00sm, remove waste and debris. | Paving:Break out existing defective paving of any type if necessary ne 100mm thick, fill in void with lean mix concrete ensuring flush edges to existing finishes in areas ne 1.00sm, remove waste and debris. | 44.1445
011101 |  | R | N | Y | N | GR | HARDCORE:ADDITIONAL SUB-BASE OR BED NE 150 | Groundworks | Paths and Pavings | Hardcore | SM | 52.2592 | Hardcore:Extra for additional hardcore sub-base or bed ne 150mm thick laid under any type of paving excavate, remove spoil, level, compact bottoms (to be specifically ordered by CR). | Hardcore:Extra for additional hardcore sub-base or bed ne 150mm thick laid under any type of paving including excavate, remove spoil, level and compact bottoms, remove waste and debris (to be charged only when specifically ordered by Client Representative). | 52.2592
011501 |  | R | N | Y | N | GR | EXCAVATION:REMOVE TOPSOIL 150MM MOVE NE 20M | Groundworks | Paths and Pavings | Excavation to Gardens etc. | SM | 16.6767 | Excavation:Excavate over site ne 150mm deep to remove top soil, load and wheel to spoilheap ne 20 metres, and deposit in spoilheap for future use. | Excavation:Excavate over site ne 150mm deep to remove top soil, load and wheel to spoilheap ne 20 metres, and deposit in spoilheap for future use. | 16.6767
011503 |  | R | N | Y | N | GR | EXCAVATION:REMOVE TOPSOIL 150MM MOVE NE 50M | Groundworks | Paths and Pavings | Excavation to Gardens etc. | SM | 19.4562 | Excavation:Excavate over site ne 150mm deep to remove top soil, load and wheel to spoilheap ne 50 metres, and deposit in spoilheap for future use. | Excavation:Excavate over site ne 150mm deep to remove top soil, load and wheel to spoilheap ne 50 metres, and deposit in spoilheap for future use. | 19.4562
011505 |  | R | N | Y | N | GR | EXCAVATION:REDUCE LEVELS NE 150MM DISPOSE | Groundworks | Paths and Pavings | Excavation to Gardens etc. | SM | 30.6003 | Excavation:Excavate over site to reduce levels ne 150mm deep, load and dispose of spoil off site. | Excavation:Excavate over site to reduce levels ne 150mm deep, load and dispose of spoil off site. | 30.6003
011507 |  | R | N | Y | N | GR | EXCAVATION:REDUCE LEVELS 150-300MM DISPOSE | Groundworks | Paths and Pavings | Excavation to Gardens etc. | SM | 57.9873 | Excavation:Excavate over site to reduce levels over 150mm and ne 300mm deep, load and dispose of spoil off site. | Excavation:Excavate over site to reduce levels over 150mm and ne 300mm deep, load and dispose of spoil off site. | 57.9873
011509 |  | R | N | Y | N | GR | EXCAVATION:REDUCE LEVELS 300-450MM DISPOSE | Groundworks | Paths and Pavings | Excavation to Gardens etc. | SM | 94.4844 | Excavation:Excavate over site to reduce levels over 300mm and ne 450mm deep, load and dispose of spoil off site. | Excavation:Excavate over site to reduce levels over 300mm and ne 450mm deep, load and dispose of spoil off site. | 94.4844
011511 |  | R | N | Y | N | GR | EXCAVATION:REDUCE LEVELS OVER 450MM DISPOSE | Groundworks | Paths and Pavings | Excavation to Gardens etc. | CM | 243.187 | Excavation:Excavate over site to reduce levels over 450mm deep, load and dispose of spoil off site. | Excavation:Excavate over site to reduce levels over 450mm deep, load and dispose of spoil off site. | 243.187
011513 |  | R | N | Y | N | GR | TOP SOIL:EXCAVATE SPOILHEAP 20M AND SPREAD | Groundworks | Paths and Pavings | Excavation to Gardens etc. | SM | 13.8973 | Topsoil:Excavate in existing topsoil spoilheap, load and wheel ne 20 metres, deposit and spread, grade or level in bed 150mm deep. | Topsoil:Excavate in existing topsoil spoilheap, load and wheel ne 20 metres, deposit and spread, grade or level in bed 150mm deep. | 13.8973
011515 |  | R | N | Y | N | GR | TOP SOIL:EXCAVATE SPOILHEAP 50M AND SPREAD | Groundworks | Paths and Pavings | Excavation to Gardens etc. | SM | 16.6767 | Topsoil:Excavate in existing topsoil spoilheap, load and wheel ne 50 metres, deposit and spread, grade or level in bed 150mm deep. | Topsoil:Excavate in existing topsoil spoilheap, load and wheel ne 50 metres, deposit and spread, grade or level in bed 150mm deep. | 16.6767
011517 |  | R | N | Y | N | GR | TOP SOIL:EXCAVATE SPOILHEAP 20M SPREAD ROTAVATE | Groundworks | Paths and Pavings | Excavation to Gardens etc. | SM | 17.7885 | Topsoil:Excavate in existing topsoil spoilheap, load and wheel ne 20 metres, deposit and spread, grade or level in bed 150mm deep, lightly rotavate surface for cultivation. | Topsoil:Excavate in existing topsoil spoilheap, load and wheel ne 20 metres, deposit and spread, grade or level in bed 150mm deep, lightly rotavate surface for cultivation. | 17.7885
011519 |  | R | N | Y | N | GR | TOP SOIL:EXCAVATE SPOILHEAP 50M SPREAD ROTAVATE | Groundworks | Paths and Pavings | Excavation to Gardens etc. | SM | 20.568 | Topsoil:Excavate in existing topsoil spoilheap, load and wheel ne 50 metres, deposit and spread, grade or level in bed 150mm deep, lightly rotavate surface for cultivation. | Topsoil:Excavate in existing topsoil spoilheap, load and wheel ne 50 metres, deposit and spread, grade or level in bed 150mm deep, lightly rotavate surface for cultivation. | 20.568
011521 |  | R | N | Y | N | GR | IMPORTED TOPSOIL:DEPOSIT AND SPREAD | Groundworks | Paths and Pavings | Excavation to Gardens etc. | SM | 89.2736 | Imported Topsoil:Import topsoil and deposit in bed ne 150mm deep, grade or level to suit contours and prepare either for cultivation or grass seeding. | Imported Topsoil:Import topsoil and deposit in bed ne 150mm deep, grade or level to suit contours and prepare either for cultivation or grass seeding. | 89.2736
011522 |  | R | N | N | N | GR | IMPORTED TOPSOIL:DEPOSIT AND SPREAD ALONG EDGINGS | Groundworks | Paths and Pavings | Excavation to Gardens etc. | LM | 26.5539 | Imported Topsoil:Import topsoil and deposit in bed ne 150mm deep 300mm wide along edgings, grade or level to suit contours and prepare either for cultivation or grass seeding. | Imported Topsoil:Import topsoil and deposit in bed ne 150mm deep 300mm wide along edgings, grade or level to suit contours and prepare either for cultivation or grass seeding. | 26.5539
011523 |  | R | N | Y | N | GR | GARDEN AREA:CLEAR CULTIVATE | Groundworks | Paths and Pavings | Excavation to Gardens etc. | SM | 46.5552 | Garden Area:Following clearance of all litter, rubbish, scrap metal, timber, broken glass, garden debris, dumped materials, (see separate clearance items), rotavate garden, prepare for cultivation. | Garden Area:Following clearance of garden area of all litter, rubbish including scrap metal, timber, broken glass, garden debris, dumped materials (see separate garden clearance items), rotavate garden to remove weeds, tree or shrub roots etc. and prepare for cultivation. | 46.5552
011525 |  | R | N | Y | N | GR | GARDEN AREA:APPLY GRASS SEEDS | Groundworks | Paths and Pavings | Excavation to Gardens etc. | SM | 1.8783 | Garden Area:Supply and sow approved grass seed by hand at the rate of 50g per square metre. | Garden Area:Supply and sow approved grass seed by hand at the rate of 50g per square metre. | 1.8783
011531 |  | R | N | N | N | GR | BARK:IMPORT DEPOSIT AND SPREAD | Groundworks | Paths and Pavings | Paving - Bark | SM | 64.5324 | Bark:Import playground grade non staining bark and deposit in bed ne 300mm deep, grade or level to suit contours. | Bark:Import playground grade non staining bark and deposit in bed ne 300mm deep, grade or level to suit contours. | 64.5324
011533 |  | U | N | N | Y | GR | BARK:ROTAVATE BARK | Groundworks | Paths and Pavings | Paving - Bark | SM | 7.167 | Bark:Rotavate bark including use of machinery. | Bark:Rotavate bark including use of machinery. | 7.167
011535 |  | U | N | N | Y | GR | BARK:REMOVE DISPOSE MAKE GOOD | Groundworks | Paths and Pavings | Paving - Bark | SM | 19.4562 | Bark:Excavate bark or other loose fill material ne 300mm, transport and dispose at an authorised recycling centre, fill in cavity or hole with soil, make good to surfacing, remove waste, debris. | Bark:Excavate bark or any other loose fill material ne 300mm, transport and dispose at an authorised recycling centre, fill in resulting cavity or hole with soil and make good to surrounding surfacing, remove waste and debris. | 19.4562
013001 |  | R | N | N | N | GR | STEP:FORM OR RENEW STEP IN CONCRETE PAVING | Groundworks | Steps, Stairs and Ramps | Insitu and Precast Concrete | IT | 77.8144 | Step:Form or renew step up to 1000x300x200mm in concrete paving including all necessary excavation, hardcore, extra concrete, formwork, surfaces trowelled smooth, make good, remove spoil. | Step:Form step ne 1000x300x200mm in concrete paving including all necessary excavation, hardcore, extra concrete and all formwork with surfaces trowelled smooth, make good to adjacent finishes and remove waste and debris. | 77.8144
013005 |  | R | N | N | N | GR | STEP:FORM OR RENEW PCC STEP IN PAVING | Groundworks | Steps, Stairs and Ramps | Insitu and Precast Concrete | IT | 75.0079 | Step:Form or renew step in pcc paving ne 1000x300x200mm including all extra excavation, hardcore, blinding bed pcc flags to steps and risers on 25mm mortar bed, all cutting, make good, remove spoil. | Step:Form or renew step in precast concrete paving ne 1000x300x200mm including all extra excavation, hardcore, blinding and bed precast concrete flags to steps and risers on 25mm mortar bed including all cutting, make good to adjacent finishes and remove waste and debris. | 75.0079
013009 |  | R | N | N | N | GR | STEP:FORM BRICK-ON-EDGE STEP | Groundworks | Steps, Stairs and Ramps | Insitu and Precast Concrete | LM | 37.4793 | Step:Form step with approved brick-on-edge, bedded and pointed in cement mortar (1:4). | Step:Form step with approved brick on edge, bedded and pointed in cement mortar (1:4). | 37.4793
013011 |  | U | N | N | Y | GR | STEP:REPAIR DAMAGED CONCRETE | Groundworks | Steps, Stairs and Ramps | Insitu and Precast Concrete | IT | 30.0278 | Step:Cut out damaged section and repair step as necessary with concrete (1:1:5:3) or cement and sand polymer enhanced cementitious mortar including formwork and trowel finish. | Step:Cut out damaged section and repair step as necessary with concrete (1:1:5:3) or cement and sand polymer enhanced cementitious mortar including formwork and trowel finish. | 30.0278
013013 |  | U | N | N | Y | GR | STEP:REFIX AND BED LOOSE STEP | Groundworks | Steps, Stairs and Ramps | Insitu and Precast Concrete | IT | 10.9123 | Step:Rebed loose precast concrete step or loose bricks to brick step including remove existing, clean off as necessary and rebed in cement mortar (1:4) (per step). | Step:Rebed loose precast concrete step or loose bricks to brick step including remove existing, clean off as necessary and rebed in cement mortar (1:4) (per step). | 10.9123
013015 |  | R | N | Y | N | GR | RAMP:CONSTRUCT CONCRETE RAMP | Groundworks | Steps, Stairs and Ramps | Insitu and Precast Concrete | LM | 178.7108 | Ramp:Construct insitu concrete ramp average 150mm thick, ne 1.50m wide 100mm high kerbs both sides, laid to 1:12 gradient, pinked finish including all excavation, hardcore, reinforcement and formwork. | Ramp:Construct insitu concrete ramp average 150mm thick, ne 1.5m wide overall with 50mm high insitu concrete kerbs to both sides, laid to any gradient specified ne 1:15 with pinked finish including all excavation, remove waste and debris, hardcore, reinforcement and formwork. | 178.7108
027101 |  | U | N | N | Y | FE | BALUSTRADE:TAKE DOWN AND REMOVE | Groundworks | Metal Stairs and Walkways and Balustrades | Balustrades - Isolated | LM | 15.8561 | Balustrade:Take down existing balustrade, remove waste and debris and prepare mortices to receive new balustrade. | Balustrade:Take down existing balustrade, remove waste and debris and prepare mortices to receive new balustrade. | 15.8561
027103 |  | R | N | Y | N | FE | BALUSTRADE:SUPPLY AND FIX NE 1.2M HIGH | Groundworks | Metal Stairs and Walkways and Balustrades | Balustrades - Isolated | LM | 354.7771 | Balustrade:Supply and fix galvanised mild steel balustrade ne 1200mm high, 6x50mm horizontal rails, 25x25mm standards, 12x12mm balusters all welded set in mortices in mortar, and decorate. | Balustrade:Supply and fix galvanised mild steel balustrade ne 1200mm high comprising 6x50mm horizontal rails, 25x25mm standards, ragged at end at 2.00m centres and 12x12mm balusters all welded together and set in mortices in mortar, rub down, prepare for and decorate to all surfaces. | 354.7771
027105 |  | R | N | Y | N | FE | BALUSTRADE:SUPPLY AND FIX KEE KLAMP | Groundworks | Metal Stairs and Walkways and Balustrades | Balustrades - Isolated | LM | 91.8139 | Balustrades:Supply and fix galvanised mild steel tubular Kee-Klamp balustrade, ne 900mm high comprising 48mm diameter horizontal rails and standards at 1m centres, set in mortices, decorate. | Balustrade:Supply and fix galvanised mild steel tubular Kee-Klamp balustrade, 900mm high comprising 48mm diameter horizontal rails, 48mm diameter standards at 1.00m centres and set in mortices in mortar, rub down, prepare for and decorate to all surfaces. | 91.8139
027107 |  | R | N | Y | N | FE | BALUSTRADE:SUPPLY AND FIX KEE KLAMP WITH MESH | Groundworks | Metal Stairs and Walkways and Balustrades | Balustrades - Isolated | LM | 128.0795 | Balustrade:Supply and fix 48mm dia galvanised tubular Kee-Klamp balustrade, 900mm high, set in mortices in mortar at 1.00m centres, wire mesh panels bolted or spot welded, rub down, prepare, decorate. | Balustrade:Supply and fix galvanised mild steel tubular Kee-Klamp balustrade, 900mm high comprising 48mm diameter horizontal rails, 48mm diameter standards at 1.00m centres and set in mortices in mortar, complete with wire mesh panels bolted or spot welded to standards, rub down, prepare for and decorate to all surfaces. | 128.0795
027303 |  | R | N | Y | N | GR | HANDRAIL:6X50MM RAIL ON BRACKETS | Groundworks | Metal Stairs and Walkways and Balustrades | Handrails - Associated | LM | 35.7842 | Handrail:Supply and fix 6x50mm galvanised mild steel rail welded to and including handrail brackets, fixed to brickwork, rub down, prepare for and decorate to all surfaces. | Handrail:Supply and fix 6x50mm galvanised mild steel rail welded to and including handrail brackets, plugged and screwed to brickwork, rub down, prepare for and decorate to all surfaces. | 35.7842
027305 |  | R | N | Y | N | GR | HANDRAIL:48MM GALVANISED STEEL TUBULAR ON BRACKETS | Groundworks | Metal Stairs and Walkways and Balustrades | Handrails - Associated | LM | 50.7967 | Handrail:Supply and fix 48mm diameter galvanised mild steel tubular handrail welded to and including handrail brackets, fixed to brickwork, rub down, prepare for and decorate to all surfaces. | Handrail:Supply and fix 48mm diameter galvanised mild steel tubular handrail welded to and including handrail brackets, plugged and screwed to brickwork, rub down, prepare for and decorate to all surfaces. | 50.7967
027307 |  | R | N | Y | N | GR | HANDRAIL:PVC TO CORE RAIL | Groundworks | Metal Stairs and Walkways and Balustrades | Handrails - Associated | LM | 22.7176 | Handrail:Supply and fix PVC handrail to core rail including all ends, bends and ramps etc. | Handrail:Supply and fix PVC handrail to core rail including all ends, bends and ramps etc. | 22.7176
027309 |  | R | N | Y | N | GR | HANDRAIL:RENEW MOPSTICK HANDRAIL | Groundworks | Metal Stairs and Walkways and Balustrades | Handrails - Associated | LM | 15.422 | Handrail:Renew or supply and fix new softwood mopstick handrail to existing brackets including all ends and refix handrail brackets including replugging if necessary, redecorate and make good. | Handrail:Renew or supply and fix new softwood mopstick handrail to existing brackets including all ends and refix handrail brackets including replugging if necessary, redecorate and make good finishes. | 15.422
027501 |  | U | N | N | Y | GR | BALUSTRADE:REFIX ANY LOOSE TYPE | Groundworks | Metal Stairs and Walkways and Balustrades | Balustrades and Handrails - Sundry Repairs | LM | 25.1606 | Balustrade:Refix any type of loose balustrade including remove if necessary, clean and prepare mortices including reforming if required, refix balustrade and make good decorations and finishes. | Balustrade:Refix any type of loose balustrade including remove if necessary, clean out and prepare mortices including reforming if required to ensure sound fixings and refix balustrade and make good decorations and finishes. | 25.1606
027503 |  | U | N | N | Y | GR | HANDRAIL:REFIX ANY LOOSE TYPE | Groundworks | Metal Stairs and Walkways and Balustrades | Balustrades and Handrails - Sundry Repairs | LM | 19.6017 | Handrail:Refix any type of loose handrail including remove if necessary, clean and prepare mortices including reforming if required or replug refix handrail, make good decorations and finishes. | Handrail:Refix any type of loose handrail including remove if necessary, clean out and prepare mortices including reforming if required and or replug to ensure sound fixings and refix handrail, make good decorations and finishes. | 19.6017
027505 |  | R | N | Y | N | GR | BALUSTRADE:RENEW HANDRAIL | Groundworks | Metal Stairs and Walkways and Balustrades | Balustrades and Handrails - Sundry Repairs | LM | 40.4473 | Balustrade:Cut off damaged galvanised steel handrail, bolt or weld on new 6x50mm galavanised handrail to standards and balusters, rub down, prepare, decorate handrail, touch up decoration, make good. | Balustrade:Cut off damaged galvanised steel handrail to balustrade, bolt or weld on new 6x50mm galavanised steel handrail to standards and balusters, rub down and prepare for and decorate all surfaces of handrail, touch up decoration on standards and balusters and make good. | 40.4473
027507 |  | R | N | Y | N | GR | BALUSTRADE:RENEW BALUSTER | Groundworks | Metal Stairs and Walkways and Balustrades | Balustrades and Handrails - Sundry Repairs | LM | 24.9549 | Balustrade:Cut off damaged galvanised steel baluster to balustrade, weld on new 12x12mm galavanised baluster to horizontal rails, rub down, prepare, decorate baluster, touch up decoration, make good. | Balustrade:Cut off damaged galvanised steel baluster to balustrade, weld on new 12x12mm galavanised steel baluster to horizontal rails, rub down and prepare for and decorate all surfaces of baluster, touch up decoration on horizontal rails and make good. | 24.9549
027509 |  | R | N | Y | N | GR | BALUSTRADE:RENEW TUBULAR HANDRAIL | Groundworks | Metal Stairs and Walkways and Balustrades | Balustrades and Handrails - Sundry Repairs | LM | 27.7384 | Balustrade:Disconnect damaged galvanised steel tubular handrail to Kee-Klamp balustrade, connect new 48mm dia galvanised handrail, rub down, prepare, decorate handrail, touch up decoration, make good. | Balustrade:Disconnect damaged galvanised steel tubular handrail to Kee-Klamp balustrade, connect new 48mm diameter galvanised steel handrail to standards, rub down and prepare for and decorate all surfaces of handrail, touch up decoration on standards and balusters and make good. | 27.7384
027511 |  | R | N | Y | N | GR | BALUSTRADE:RENEW TUBULAR STANDARD | Groundworks | Metal Stairs and Walkways and Balustrades | Balustrades and Handrails - Sundry Repairs | LM | 24.4156 | Balustrade:Disconnect damaged galvanised steel tubular standard to Kee-Klamp balustrade, connect new 48mm dia galvanised standard, rub down, prepare, decorate standard, touch up decoration, make good. | Balustrade:Disconnect damaged galvanised steel tubular standard to Kee-Klamp balustrade, connect new 48mm diameter galvanised steel standard to handrail, rub down and prepare for and decorate all surfaces of baluster, touch up decoration on horizontal rails and make good. | 24.4156
027513 |  | R | N | Y | N | GR | BALUSTRADE:RENEW WIRE MESH PANEL | Groundworks | Metal Stairs and Walkways and Balustrades | Balustrades and Handrails - Sundry Repairs | NO | 49.0073 | Balustrade:Disconnect or cut off damaged wire mesh panel to balustrade, bolt or spot weld galvanised steel mesh panel ne 1.00sm, rub down, prepare, decorate mesh panel, touch up decoration, make good. | Balustrade:Disconnect or cut off existing damaged wire mesh panelling to galvanised tubular steel Kee-Klamp balustrading, bolt or spot weld galvanised steel mesh panel to balustrade members, panel ne 1.00sm in area, rub down and prepare for and decorate all surfaces of mesh panel, touch up decoration on horizontal rails and standards and make good. | 49.0073
027515 |  | R | N | N | N | GR | BALUSTRADE:REFIX POST | Groundworks | Metal Stairs and Walkways and Balustrades | Balustrades and Handrails - Sundry Repairs | NO | 41.0638 | Balustrade:Detach railings from post and set aside, dig up post and hack off existing concrete base, excavate new post hole and re-concrete post back into position, reconnect railings, touch up decs. | Balustrade:Detach railings from post and set aside, dig up post and hack off existing concrete base, excavate new post hole and re-concrete post back into original position, reconnect railings, make good, touch up decorations. | 41.0638
031001 |  | R | N | Y | N | GR | BOLLARD:RENEW OR FIX NEW LOCKABLE STEEL | Groundworks | Miscellaneous Fittings | Bollards | NO | 131.5282 | Bollard:Renew with or supply and fix new lockable steel bollard including remove old, position and set foundation bolts in concrete or brick paving, fix bollard, make good, remove spoil, two keys. | Bollard:Renew with or supply and fix new proprietary lockable steel bollard including remove old, position and set foundation bolts in concrete or brick paving, fix new bollard and make good all finishes disturbed, remove waste and debris and reinstate paving or garden areas, supply two keys and hand to Client Representative. | 131.5282
031005 |  | R | N | Y | N | GR | BOLLARD:RENEW OR FIX NEW 914MM HIGH STEEL | Groundworks | Miscellaneous Fittings | Bollards | NO | 163.7645 | Bollard:Renew with or supply and fix new 76mm dia x914mm high steel bollard bedded in concrete, remove old, excavate, fix new bollard including concrete foundation, make good, remove spoil. | Bollard:Renew with or supply and fix new 76mm diameter x 914mm high above ground steel fixed bollard bedded in concrete including remove old, excavate as necessary, fix new bollard including concrete foundation and make good all finishes disturbed and remove waste and debris and reinstate paving or garden areas. | 163.7645
031007 |  | X | N | Y | N | GR | BOLLARD:RENEW OR FIX NEW 100MMSQ 914MM HIGH STEEL | Groundworks | Miscellaneous Fittings | Bollards | NO | 178.5779 | Bollard:Renew with or supply and fix new 100mm x 100mm x 914mm high above ground steel fixed bollard bedded in concrete including remove old, excavate, concrete foundation, decorate, make good. | Bollard:Renew with or supply and fix new 100mm x 100mm x 914mm high above ground steel fixed bollard bedded in concrete including remove old, excavate as necessary, fix new bollard including concrete foundation prepare for and decorate all surfaces of bollard, make good all finishes disturbed and remove waste and debris and reinstate paving or garden areas. | 178.5779
031009 |  | R | N | Y | N | GR | BOLLARD:RENEW OR FIX NEW PCC 900MM HIGH | Groundworks | Miscellaneous Fittings | Bollards | NO | 176.698 | Bollard:Renew with or supply and fix new 225-150mm dia tapered pcc bollard 900mm high above ground including remove existing, excavate, fix bollard, concrete foundation, make good, remove spoil. | Bollard:Renew with or supply and fix new 225 to 150mm diameter tapered precast concrete bollard 900mm high above ground bedded in concrete including remove existing, excavate as necessary, fix new bollard including concrete foundation and make good all finishes disturbed and remove waste and debris and reinstate paving or garden areas. | 176.698
031013 |  | R | N | Y | N | GR | BOLLARD:RENEW OR FIX NEW 800MM TIMBER | Groundworks | Miscellaneous Fittings | Bollards | NO | 95.0423 | Bollard:Renew with or supply and fix new 150x150mm timber bollard, 800mm high above ground including remove existing, excavate, fix bollard concrete foundation, make good, remove spoil. | Bollard:Renew with or supply and fix new 150x150mm timber bollard, 800mm high above ground including remove existing, excavate as necessary, fix new bollard including concrete foundation and make good all finishes and remove waste and debris and reinstate paving or garden areas. | 95.0423
031014 | New | R | N | Y | N | GR | BOLLARD:RENEW OR FIX NEW HACKNEY TYPE 970MM HIGH | Groundworks | Miscellaneous Fittings | Bollards | NO | 306.3223 | Bollard:Renew with or supply and fix new 155mm diameter Hackney type polyurethane bollard 970mm high above ground bedded in concrete, excavate, concrete foundation, make good, remove waste and debris | Bollard:Renew with or supply and fix new 155mm diameter Hackney type polyurethane bollard 970mm high above ground bedded in concrete including remove existing, excavate as necessary, fix new bollard including concrete foundation and make good all finishes disturbed and remove waste and debris and reinstate paving or garden areas. | 306.3223
098001 |  | U | N | N | Y | GR | CLIENT INSPECTION:GROUNDWORKS | Groundworks | Miscellaneous Fittings | Groundworks - Client Inspection | IT | 16.6767 | Client Inspection:Undertake client inspection, testing etc in connection with groundworks, report to Client Representative (any repairs required to be ordered must be instructed by CR). | Client Inspection:Undertake client inspection and testing etc. in connection with groundworks and report to Client Representative (any repairs required to be ordered must be instructed by Client Representative). Not to be claimed in conjunction with associated works. | 16.6767
114101 |  | R | N | Y | N | AS | FLOORING:RENEW ASPHALT NE 1SM IN PATCH | Specialist Treatments | Mastic Asphalt Tanking etc | Mastic Asphalt Flooring | IT | 125.9593 | Flooring:Renew any floor screed with asphalt flooring to horizontal surfaces, ne 1.00sm, renew prepare surface and applying 2 coats 19mm asphalt to horizontal surfaces, and remove spoil. | Flooring:Renew any floor screed with asphalt flooring to horizontal surfaces, ne 1.00sm including removing existing screed and clear away, renew including preparing surface and applying 19mm asphalt in 2 coats to horizontal surfaces and remove waste and debris. | 125.9593
114103 |  | R | N | Y | N | AS | FLOORING:RENEW ASPHALT OVER 1SM | Specialist Treatments | Mastic Asphalt Tanking etc | Mastic Asphalt Flooring | SM | 101.1595 | Flooring:Renew any floor screed with asphalt flooring to horizontal surfaces, over 1.00sm renew prepare surface and applying 2 coats 19mm asphalt to horizontal surfaces, and remove spoil. | Flooring:Renew any floor screed with asphalt flooring to horizontal surfaces, over 1.00sm including removing existing screed and clear away, renew including preparing surface and applying 19mm asphalt in 2 coats to horizontal surfaces and remove waste and debris. | 101.1595

## Lot 6
BAF26028 DLO Support Framework – Lot 6: Doors & Windows (Glazing)
Price Schedule
Tenderers must complete the yellow highlighted cells. Enter the proposed percentage adjustment in cell B8. Enter an uplift as a positive percentage (for example 10%) or a discount as a negative percentage (for example -10%). The adjustment is applied to every published SOR Rate and the adjusted total is shown in cell B8. All submitted prices must be fully inclusive of all costs associated with delivery unless expressly stated otherwise in the Tender Documents. No additional expenses or charges will be payable.
SOR Proposed Adjustment %
Total Amount (to be used for evaluation purposes) | 98844.2208
Document Code | New v8 | Priority | Right to Repair | Component Accounting | First Time Fix | NHF_Trade_Code | Short Description | Element | Section | Subsection | UOM | SOR Rate | Medium Description | Long Description | Adjusted SOR Rate
313501 |  | R | N | Y | N | JR | WINDOW:RENEW WITH PVCU PIVOT | Carpentry and Joinery | Windows | Horizontal Pivot Hung - Purpose Made PVCu | SM | 679.2706 | Window:Renew any type window with purpose made PVCu factory glazed horizontal pivot hung window complete with cill, 28mm double glazed, fixed lights, ironmongery, weatherstripping, make good. | Window:Renew any type window with purpose made PVCu factory glazed horizontal pivot hung window complete with cill, double glazed internally with 28mm thick hermetically sealed units, complete with thermal breaks, compressible weatherstripping, ironmongery including stainless steel friction hinges, espagnolette locking mechanism with locking handles, child restrictors, glazing beads, trickle ventilators including screens, remove existing and fix new to prepared opening using cleats or screw bolts, seal around externally with flexible foam strip and silicone sealant, make good all finishes internally and externally and remove waste and debris. | 679.2706
313601 |  | R | N | Y | N | JR | WINDOW:RENEW WITH PVCU CASEMENT 1 LIGHT | Carpentry and Joinery | Windows | Windows - Casement - Purpose Made PVCu | SM | 264.9502 | Window:Renew any type window with purpose made PVCu factory glazed casement window with cill, double glazed, weatherstripping, ironmongery make good, 1 No. opening light. | Window:Renew any type window with purpose made PVCu factory glazed casement window with cill, double glazed internally with 28mm thick hermetically sealed units, including ne 1 No. opening light, fixed lights, thermal breaks, compressible weatherstripping, ironmongery including stainless steel friction hinges, espagnolette locking mechanism with locking handles, child restrictors, glazing beads, trickle ventilators including screens, remove existing and fix new to prepared opening using cleats or screw bolts, seal around externally with flexible foam strip and silicone sealant, make good all finishes internally and externally and remove waste and debris. | 264.9502
313605 |  | R | N | Y | N | JR | WINDOW:RENEW WITH PVCU CASEMENT 2 LIGHT | Carpentry and Joinery | Windows | Windows - Casement - Purpose Made PVCu | SM | 313.3376 | Window:Renew any type window with purpose made PVCu factory glazed casement window with cill, double glazed, weatherstripping, ironmongery make good, 2 No. opening lights. | Window:Renew any type window with purpose made PVCu factory glazed casement window with cill, double glazed internally with 28mm thick hermetically sealed units, including ne 2 No. opening lights, fixed lights, thermal breaks, compressible weatherstripping, ironmongery including stainless steel friction hinges, espagnolette locking mechanism with locking handles, child restrictors, glazing beads, trickle ventilators including screens, remove existing and fix new to prepared opening using cleats or screw bolts, seal around externally with flexible foam strip and silicone sealant, make good all finishes internally and externally and remove waste and debris. | 313.3376
313609 |  | R | N | Y | N | JR | WINDOW:RENEW WITH PVCU CASEMENT 3 LIGHT | Carpentry and Joinery | Windows | Windows - Casement - Purpose Made PVCu | SM | 356.7048 | Window:Renew any type window with purpose made PVCu factory glazed casement window with cill, double glazed, weatherstripping, ironmongery make good, 3 No. opening lights. | Window:Renew any type window with purpose made PVCu factory glazed casement window with cill, double glazed internally with 28mm thick hermetically sealed units, including ne 3 No. opening lights, fixed lights, thermal breaks, compressible weatherstripping, ironmongery including stainless steel friction hinges, espagnolette locking mechanism with locking handles, child restrictors, glazing beads, trickle ventilators including screens, remove existing and fix new to prepared opening using cleats or screw bolts, seal around externally with flexible foam strip and silicone sealant, make good all finishes internally and externally and remove waste and debris. | 356.7048
313613 |  | R | N | Y | N | JR | WINDOW:RENEW WITH PVCU CASEMENT 4 LIGHT | Carpentry and Joinery | Windows | Windows - Casement - Purpose Made PVCu | SM | 398.6652 | Window:Renew any type window with purpose made PVCu factory glazed casement window with cill, double glazed, weatherstripping, ironmongery make good, 4 No. opening lights. | Window:Renew any type window with purpose made PVCu factory glazed casement window with cill, double glazed internally with 28mm thick hermetically sealed units, including ne 4 No. opening lights, fixed lights, thermal breaks, compressible weatherstripping, ironmongery including stainless steel friction hinges, espagnolette locking mechanism with locking handles, child restrictors, glazing beads, trickle ventilators including screens, remove existing and fix new to prepared opening using cleats or screw bolts, seal around externally with flexible foam strip and silicone sealant, make good all finishes internally and externally and remove waste and debris. | 398.6652
313701 |  | R | N | Y | N | JR | WINDOW:RENEW WITH PVCU TILT TURN 1 LIGHT | Carpentry and Joinery | Windows | Windows - Tilt and Turn - Purpose Made PVCu | SM | 533.1493 | Window:Renew any type window with purpose made PVCu factory glazed tilt/turn window with cill, 28mm double glazed, fixed lights, weatherstripping, ironmongery make good, 1 No. opening light. | Window:Renew any type window with purpose made PVCu factory glazed tilt/turn window with cill, double glazed internally with 28mm thick hermetically sealed units, including ne 1 No. opening light, fixed lights, thermal breaks, compressible weatherstripping, ironmongery including stainless steel tilt and turn gear, espagnolette locking system with locking handles, glazing beads, trickle ventilators including screens, remove existing and fix new to prepared opening using cleats or screw bolts, seal around externally with flexible foam strip and silicone sealant, make good all finishes internally and externally and remove waste and debris. | 533.1493
313705 |  | R | N | Y | N | JR | WINDOW:RENEW WITH PVCU TILT TURN 2 LIGHT | Carpentry and Joinery | Windows | Windows - Tilt and Turn - Purpose Made PVCu | SM | 774.6569 | Window:Renew any type window with purpose made PVCu factory glazed tilt/turn window with cill, 28mm double glazed, fixed lights, weatherstripping, ironmongery make good, 2 No. opening lights. | Window:Renew any type window with purpose made PVCu factory glazed tilt/turn window with cill, double glazed internally with 28mm thick hermetically sealed units, including ne 2 No. opening light, fixed lights, thermal breaks, compressible weatherstripping, ironmongery including stainless steel tilt and turn gear, espagnolette locking system with locking handles, glazing beads, trickle ventilators including screens, remove existing and fix new to prepared opening using cleats or screw bolts, seal around externally with flexible foam strip and silicone sealant, make good all finishes internally and externally and remove waste and debris. | 774.6569
313709 |  | R | N | Y | N | JR | WINDOW:RENEW WITH PVCU TILT TURN 3 LIGHT | Carpentry and Joinery | Windows | Windows - Tilt and Turn - Purpose Made PVCu | SM | 642.7113 | Window:Renew any type window with purpose made PVCu factory glazed tilt/turn window with cill, 28mm double glazed, fixed lights, weatherstripping, ironmongery make good, 3 No. opening lights. | Window:Renew any type window with purpose made PVCu factory glazed tilt/turn window with cill, double glazed internally with 28mm thick hermetically sealed units, including ne 3 No. opening light, fixed lights, thermal breaks, compressible weatherstripping, ironmongery including stainless steel tilt and turn gear, espagnolette locking system with locking handles, glazing beads, trickle ventilators including screens, remove existing and fix new to prepared opening using cleats or screw bolts, seal around externally with flexible foam strip and silicone sealant, make good all finishes internally and externally and remove waste and debris. | 642.7113
313713 |  | R | N | Y | N | JR | WINDOW:RENEW WITH PVCU TILT TURN 4 LIGHT | Carpentry and Joinery | Windows | Windows - Tilt and Turn - Purpose Made PVCu | SM | 694.3476 | Window:Renew any type window with purpose made PVCu factory glazed tilt/turn window with cill, 28mm double glazed, fixed lights, weatherstripping, ironmongery make good, 4 No. opening lights. | Window:Renew any type window with purpose made PVCu factory glazed tilt/turn window with cill, double glazed internally with 28mm thick hermetically sealed units, including ne 4 No. opening light, fixed lights, thermal breaks, compressible weatherstripping, ironmongery including stainless steel tilt and turn gear, espagnolette locking system with locking handles, glazing beads, trickle ventilators including screens, remove existing and fix new to prepared opening using cleats or screw bolts, seal around externally with flexible foam strip and silicone sealant, make good all finishes internally and externally and remove waste and debris. | 694.3476
313801 | New | R | N | Y | N | JR | WINDOW:RENEW PVCU SLIDING SASH SINGLE GLAZED | Carpentry and Joinery | Windows | Windows - Sliding sash - Purpose Made PVCu | SM | 496.6298 | Window:Renew with pm PVCu factory single glazed double hung cased box frame, cill and 2 sashes, gaskets etc, thermal breaks, weather-stripping, ironmongery, trickle vents, sealant, make good, trims | Window:Renew window with purpose made PVCu factory glazed double hung cased box frame, cill and sashes complete with 2 sashes, single glazed internally with 6mm clear or obscure sheet glass complete with beading, gaskets etc, thermal breaks, compressible weather-stripping, all ironmongery, trickle vents, remove existing and fix new into prepared opening using cleats or screw bolts, seal around externally with flexible foam strip and silicone sealant, make good all finishes, internally and externally, complete with PVC-u cover mouldings, slips or trims and remove waste and debris. | 496.6298
313803 | New | R | N | Y | N | JR | WINDOW:RENEW PVCU SLIDING SASH DOUBLE GLAZED | Carpentry and Joinery | Windows | Windows - Sliding sash - Purpose Made PVCu | SM | 528.8361 | Window:Renew with pm PVCu factory double glazed double hung cased box frame, cill and 2 sashes, gaskets etc, thermal breaks, weather-stripping, ironmongery, trickle vents, sealant, make good, trims | Window:Renew window with purpose made PVCu factory glazed double hung cased box frame, cill and sashes complete with 2 sashes, double glazed internally with 28mm thick hermetically sealed Low E glass units, thermal breaks, compressible weather-stripping, all ironmongery, trickle vents, remove existing and fix new into prepared opening using cleats or screw bolts, seal around externally with flexible foam strip and silicone sealant, make good all finishes, internally and externally, complete with PVC-u cover mouldings, slips or trims and remove waste and debris. | 528.8361
313805 | New | R | N | Y | N | JR | WINDOW:EXTRA OVER PVCU SLIDING SASH ENHANCE U(1.4) | Carpentry and Joinery | Windows | Windows - Sliding sash - Purpose Made PVCu | SM | 59.67 | Window:Extra over any purpose made PVCu factory glazed vertical sliding sash window for having enhanced U Value of 1.4 in lieu of 1.2 | Window:Extra over any purpose made PVCu factory glazed vertical sliding sash window for having enhanced U Value of 1.4 in lieu of 1.2 | 59.67
314003 |  | R | N | Y | N | JR | GLAZING:DISCOUNT FOR SINGLE GLAZING | Carpentry and Joinery | Windows | Glazing Variants | SM | -36.504 | Glazing:Discount for provide and fix any combination of single glazing in lieu of double glazing to timber windows (measured per nett square metre glass area or fraction thereof). | Glazing:Discount for provide and fix any combination of single glazing in lieu of double glazing to timber windows including all adjustments to frames, sashes and the like (measured per nett square metre glass area or fraction thereof). | -36.504
314007 |  | R | N | Y | N | JR | GLAZING:EXTRA FOR LAMINATED SAFETY BOTH | Carpentry and Joinery | Windows | Glazing Variants | SM | 30.42 | Glazing:Extra to provide laminated safety glass DG unit (both skins) in lieu of clear low E/float or Clear low E/obscured pattern group 1 to renewed timber windows (measured per nett sm glass area) | Glazing:Extra cost for provide and fix laminated safety glass double glazed unit (both skins) in lieu of clear low E/float or low E/obscured pattern group 1 to renewed timber window sashes, casements and the like (measured per nett square metre glass area or fraction thereof). | 30.42
314011 | New | R | N | Y | N | JR | GLAZING:EXTRA FOR LAMINATED SAFETY OUTER | Carpentry and Joinery | Windows | Glazing Variants | SM | 26.7696 | Glazing:Extra cost to provide laminated safety glass (outer face) DG unit in lieu of clear low E/float or Clear low E/obscured pattern group 1 to renewed window sashes, casements, etc (per net SM) | Glazing:Extra cost to provide laminated safety glass (outer face only) double glazed unit in lieu of clear low E/float or Clear low E/obscured pattern group 1 to renewed window sashes, casements and the like (measured per net square metre of glass area or fraction thereof) | 26.7696
314013 | New | R | N | Y | N | JR | GLAZING:EXTRA FOR TOUGHENED GLASS | Carpentry and Joinery | Windows | Glazing Variants | SM | 83.1051 | Glazing:Extra cost to provide toughened glass (both faces) double glazed unit in lieu of clear low E/float/obscured pattern group 1 to to renewed windows (measured per net square metre of glass area) | Glazing:Extra cost to provide toughened glass (both faces )double glazed unit in lieu of clear low E/float or Clear low E/obscured pattern group 1 to to renewed window sashes, casements and the like (measured per net square metre of glass area or fraction thereof) | 83.1051
314015 | New | R | N | Y | N | JR | GLAZING:EXTRA FOR PLASTICOL PANEL | Carpentry and Joinery | Windows | Glazing Variants | SM | 66.924 | Glazing:Extra cost to provide composite insulated panel PVcu faced both sides unit in lieu of clear low E/float/obscured pattern group 1 to renewed windows (msd per net square metre of glass area) | Glazing:Extra cost to provide plasticol composite insulated panel PVcu faced both sides unit in lieu of clear low E/float or Clear low E/obscured pattern group 1 to renewed window sashes, casements and the like (measured per net square metre of glass area or fraction thereof) | 66.924
314017 | New | R | N | Y | N | JR | GLAZING:EXTRA FOR SELF CLEANING OUTER | Carpentry and Joinery | Windows | Glazing Variants | SM | 113.8878 | Glazing:Extra cost to provide self cleaning glass (outer face only) double glazed unit in lieu of clear low E/float/obscured pattern group 1 to renewed window (msd per net square metre of glass area) | Glazing:Extra cost to provide self cleaning glass (outer face only) double glazed unit in lieu of clear low E/float or Clear low E/obscured pattern group 1 to renewed window sashes, casements and the like (measured per net square metre of glass area or fraction thereof) | 113.8878
314019 | New | R | N | Y | N | JR | GLAZING:EXTRA FOR GEORGIAN BAR INSERTS | Carpentry and Joinery | Windows | Glazing Variants | SM | 46.2384 | Glazing:Extra cost to provide georgian bar inserts in double glazed unit installed in renewed window sashes, casements and the like (measured per net square metre of glass area or fraction thereof) | Glazing:Extra cost to provide georgian bar inserts in double glazed unit installed in renewed window sashes, casements and the like (measured per net square metre of glass area or fraction thereof) | 46.2384
314021 | New | R | N | Y | N | JR | GLAZING:EXTRA FOR EXTERNAL GEORGIAN BARS | Carpentry and Joinery | Windows | Glazing Variants | SM | 61.6941 | Glazing:Extra cost to provide externally fitted georgian bars with integral space bar installed in renewed window sashes, casements and the like (measured per net square metre of glass area) | Glazing:Extra cost to provide externally fitted georgian bars with integral space bar installed in renewed window sashes, casements and the like (measured per net square metre of glass area or fraction thereof) | 61.6941
315001 |  | U | Y | N | Y | JR | WINDOW:EASE AND ADJUST INCLUDING REMOVE | Carpentry and Joinery | Windows | Windows - Timber - Repairs | NO | 22.5267 | Window:Ease any size and type of opening sash, pivot sash, sliding sash including remove, refix sash, beads etc, oil, adjust hinges, ironmongery, touch up decoration, test for effective operation. | Window:Ease any size and type ofcasement, opening sash, pivot sash, sliding sash including remove and refix sash or casemement, beads etc., oil and adjust hinges and ironmongery as necessary, touch up decoration to match existing, test to ensure effective operation. | 22.5267
315006 |  | R | N | Y | N | JR | WINDOW:RENEW PREFINISHED SW CASEMENT DOUBLE GLAZED | Carpentry and Joinery | Windows | Windows - Timber - Repairs | SM | 158.7775 | Window:Renew ne 900x600mm prefinished double glazed softwood casement with factory applied finish, any size or profile members to match existing and hanging on new pair of steel stormproof hinges. | Window:Renew ne 900x600mm prefinished softwood casement with factory applied finish, consisting of any size or profile members to match existing and hanging on new pair of steel stormproof hinges, double glazed, remove and refix or renew window ironmongery and remove waste and debris. | 158.7775
315007 |  | R | N | Y | N | JR | WINDOW:RENEW NE 0.9X0.6M SW CASEMENT DOUBLE GLAZED | Carpentry and Joinery | Windows | Windows - Timber - Repairs | NO | 154.2481 | Window:Renew ne 900x600mm casement with single glazed treated softwood casement, any size or profile members to match existing, hang on pair of 50mm steel butt storm hinges, prepare to decorate. | Window:Renew ne 900x600mm casement with preservative treated softwood casement, consisting of any size or profile members to match existing and hanging on new pair of 50mm steel butt storm hinges, double glazed, remove and refix or renew window ironmongery as necessary and decorate to match existing internally and prepare for redecoration externally and remove waste and debris. | 154.2481
315008 |  | R | N | Y | N | JR | WINDOW:RENEW NE 0.9X0.6M HW CASEMENT DOUBLE GLAZED | Carpentry and Joinery | Windows | Windows - Timber - Repairs | NO | 150.7208 | Window:Renew ne 900x600mm casement with hardwood casement, factory applied base stain, any size or profile members to match existing, hang on pair of 50mm steel butt storm hinges, prepare to decorate. | Window:Renew ne 900x600mm casement with hardwood casement, factory applied base stain consisting of any size or profile members to match existing and hanging on new pair of 50mm steel butt storm hinges, double glazed, remove and refix or renew window ironmongery as necessary and decorate to match existing internally and prepare for redecoration externally and remove waste and debris. | 150.7208
315009 |  | R | N | Y | N | JR | WINDOW:RENEW FIXED SASH NE 0.9X0.6M DOUBLE GLAZED | Carpentry and Joinery | Windows | Windows - Timber - Repairs | NO | 227.2612 | Sash:Renew ne 900x600mm fixed sash with double glazed treated softwood sash, any size or profile members to match existing, bed in linseed oil putty, screw fixed to frame, prepare to decorate. | Sash:Renew ne 900x600mm fixed sash with preservative treated softwood sash, consisting of any size or profile members to match existing and bedded in linseed oil putty and screw fixed to frame, double glazed and prepare to decorate and remove waste and debris. | 227.2612
315010 |  | R | N | Y | N | JR | WINDOW:RENEW FIXED PREFINISHED SASH DOUBLE GLAZED | Carpentry and Joinery | Windows | Windows - Timber - Repairs | NO | 244.8473 | Sash:Renew ne 900x600mm prefinished fixed softwood sash, double glazed treated softwood sash, to match existing, bed in linseed oil putty, screw fixed to frame, prepare to decorate. | Sash:Renew ne 900x600mm prefinished softwood fixed sash with factory applied finish, consisting of any size or profile members to match existing and bedded in linseed oil putty and screw fixed to frame, double glazed, prepare to decorate and remove waste and debris. | 244.8473
315011 |  | R | N | Y | N | JR | WINDOW:RENEW PIVOT SASH DOUBLE GLAZED | Carpentry and Joinery | Windows | Windows - Timber - Repairs | NO | 426.1487 | Window:Renew pivot sash with single glazed treated softwood pivot, any size or profile to match existing and hang on new pair of pivot hinges, preapre to decorate. | Window:Renew pivot sash with preservative treated softwood pivot, consisting of any size or profile to match existing framing and hanging on new pair of pivot hinges, double glazed, remove and refix or renew window ironmongery as necessary and decorate to match existing internally and prepare for redecoration externally and remove waste and debris. | 426.1487
315012 |  | R | N | Y | N | JR | WINDOW:RENEW PREFINISHED PIVOT SASH DOUBLE GLAZED | Carpentry and Joinery | Windows | Windows - Timber - Repairs | SM | 460.1702 | Window:Renew pivot sash with prefinished double glazed softwood pivot, any size or profile to match existing framing, factory applied finish and hanging on new pair of pivot hinges. | Window:Renew pivot sash with prefinished double glazed softwood pivot, consisting of any size or profile to match existing framing, factory applied finish and hanging on new pair of pivot hinges, remove and refix or renew window ironmongery as necessary and remove waste and debris. | 460.1702
315013 |  | R | N | Y | N | JR | WINDOW:RENEW SLIDING SASH DOUBLE GLAZED | Carpentry and Joinery | Windows | Windows - Timber - Repairs | NO | 300.4142 | Window:Renew double glazed treated softwood sliding sash to box sash window, any size or profile to match existing, complete with cords, ease and adjust, and prepare to decorate externally. | Window:Renew preservative treated double glazed softwood sliding sash to box sash window, any size or profile to match existing, complete with cords, ease and adjust, remove and refix or renew window ironmongery as necessary and decorate to match existing internally and prepare for redecoration externally and remove waste and debris. | 300.4142
315014 |  | R | N | Y | N | JR | GLAZING REPAIRS:EXTRA FOR LAMINATED SAFETY | Carpentry and Joinery | Windows | Glazing Variants | SM | 30.42 | Glazing:Extra cost for laminated safety glass double glazed unit in lieu of clear/obscure double glazed unit to timber windows (measured per nett square metre glass area or fraction thereof). | Glazing:Extra cost for provide and fix laminated safety glass double glazed unit in lieu of clear _low E/clear float or Clear low E/obscured pattern group 1 to renewed timber window sashes, casements and the like (measured per nett square metre glass area or fraction thereof). | 30.42
315015 |  | R | N | N | N | JR | WINDOW:RENEW SOFTWOOD PARTING OR STAFF BEAD | Carpentry and Joinery | Windows | Windows - Timber - Repairs | LM | 14.1481 | Window:Renew softwood parting bead to box sash window complete and decorate to match existing internally and prepare for redecoration externally and remove waste and debris. | Window:Renew softwood parting bead to box sash window complete and decorate to match existing internally and prepare for redecoration externally and remove waste and debris. | 14.1481
315019 |  | R | N | N | N | JR | WINDOW:RENEW SET OF SASH CORDS | Carpentry and Joinery | Windows | Windows - Timber - Repairs | IT | 32.0299 | Window:Renew set of pulley cords complete including remove and refix sliding sash pockets and beads and ease pulley (per sash). | Window:Renew set of pulley cords complete including remove and refix sliding sash pockets and beads and ease pulley (per sash). | 32.0299
315021 |  | R | N | N | N | JR | WINDOW:RENEW PULLEY WHEEL TO BOX SASH | Carpentry and Joinery | Windows | Windows - Timber - Repairs | NO | 40.2629 | Window:Renew sliding sash pulley wheel including remove and refix sash and renew cords if required, touch up decorations to match existing, and remove waste and debris. | Window:Renew sliding sash pulley wheel including remove and refix sash and renew cords if required, touch up decorations to match existing and remove waste and debris. | 40.2629
315023 |  | R | N | N | N | JR | WINDOW:RENEW SASH WEIGHT(S) TO BOX SASH | Carpentry and Joinery | Windows | Windows - Timber - Repairs | NO | 72.8059 | Box Sash:Renew weight(s) to sliding sash including remove and refix sash and renew cords if required, touch up decorations to match existing. | Box Sash:Renew weight(s) to sliding sash including remove and refix sash and renew cords if required, touch up decorations to match existing and remove waste and debris. | 72.8059
315025 |  | R | N | N | N | JR | WINDOW:RENEW SPIRAL BALANCES TO BOX SASH | Carpentry and Joinery | Windows | Windows - Timber - Repairs | IT | 66.8116 | Balance:Renew any type and size of spiral balances to double hung sash unit including remove+refix sashes, beads, linings etc, renew balances, test and make good decorations to match existing. | Balance:Renew any type and size of spiral balances to double hung sash unit including remove and refix sashes, beads, linings etc., renew balances, test and make good decorations to match existing and remove waste and debris. | 66.8116
315027 |  | R | N | N | N | JR | WINDOW FRAME:CUT OUT SPLICE NEW SOFTWOOD SECTION | Carpentry and Joinery | Windows | Windows - Timber - Repairs | LM | 59.9738 | Window Frame:Cut out and splice in new section treated softwood frame any size or profile to match existing, plugged to brickwork, point with sealant, make good plasterwork, decorate to match. | Window Frame:Cut out and splice in new section treated softwood frame any size or profile to match existing, plugged to brick work and pointed with sealant, make good to plasterwork and decorate to match existing and remove waste and debris. | 59.9738
315029 |  | R | N | N | N | JR | WINDOW CILL:CUT OUT SPLICE NEW HARDWOOD NE 300MM | Carpentry and Joinery | Windows | Windows - Timber - Repairs | IT | 58.9325 | Window Cill:Cut out and splice in new section ne 300mm long any size or profile of preservative hardwood cill to match, plugged to brickwork, point with sealant, make good plasterwork. | Window Cill:Cut out and splice in new section ne 300mm long any size or profile of preservative hardwood cill to match existing frame, plugged to brickwork, and pointed with sealant, make good plasterwork and decorate to match existing internally and prepare for redecoration externally and remove waste and debris. | 58.9325
315031 |  | R | N | N | N | JR | WINDOW CILL:CUT OUT SPLICE NEW HARDWOOD OVER 300MM | Carpentry and Joinery | Windows | Windows - Timber - Repairs | LM | 100.604 | Window Cill:Cut out and splice in new section over 300mm long any size or profile of preservative hardwood cill to match, plugged to brickwork, point with sealant, make good plasterwork. | Window Cill:Cut out and splice in new section over 300mm long any size or profile of preservative hardwood cill to match existing frame, plugged to brickwork, and pointed with sealant, make good plasterwork and decorate to match existing internally and prepare for redecoration externally and remove waste and debris. | 100.604
315033 |  | R | N | N | N | JR | WINDOW FRAME:CUT OUT SPLICE EPOXY SOFTWOOD SECTION | Carpentry and Joinery | Windows | Windows - Timber - Repairs | LM | 74.4802 | Window Frame:Cut out and splice in new section treated softwood frame any size or profile to match existing bonded and pointed using two part epoxy product, plugged to brickwork, make good, finishes. | Window Frame:Cut out and splice in new section treated softwood frame any size or profile to match existing, new section to be bonded in place and pointed in using a two part epoxy adhesive/filler plugged to brick work, make good to plasterwork and decorate to match existing and remove waste and debris. | 74.4802
315035 |  | R | N | N | N | JR | WINDOW:RENEW GLAZING BEAD | Carpentry and Joinery | Windows | Windows - Timber - Repairs | LM | 12.6377 | Window:Renew with 14x20mm preservative treated softwood or hardwood glazing bead and prepare to redecorate and remove waste and debris. | Window:Renew with 14x20mm preservative treated softwood or hardwood glazing bead and prepare to redecorate and remove waste and debris. | 12.6377
315039 |  | R | N | N | N | JR | WINDOW:REFIX LOOSE GLAZING BEAD | Carpentry and Joinery | Windows | Windows - Timber - Repairs | LM | 6.4832 | Window:Refix loose glazing bead and bed in sealant. | Window:Refix loose glazing bead and bed in sealant. | 6.4832
315041 |  | R | N | N | N | JR | WINDOW:RENEW CILL NOSING | Carpentry and Joinery | Windows | Windows - Timber - Repairs | LM | 46.7158 | Window:Renew front section of cill with any size or profile to match existing, with screws and pellats, bed in sealant, cut out defective section and shape new to match existing, redecorate. | Window:Renew front section of cill with any size or profile to match existing with screws and pellated and bed in sealant including cut out defective section and shape new to match existing, redecorate to match existing and remove waste and debris. | 46.7158
315043 |  | R | N | N | N | JR | WINDOW:RENEW GLAZING BAR | Carpentry and Joinery | Windows | Windows - Timber - Repairs | LM | 52.0178 | Window:Renew glazing bar, any size or profile to match existing, reglaze with existing glass, splice new section, remove/refix sashes, prepare to redecorate (refixing of glass is Contractors risk). | Window:Renew glazing bar, any size or profile to match existing, reglaze with existing glass, splice new section, remove/refix sashes as required, prepare to redecorate (refixing of glass is Provider's risk). | 52.0178
315045 |  | R | N | N | N | JR | WINDOW:RENEW WEATHER MOULD | Carpentry and Joinery | Windows | Windows - Timber - Repairs | LM | 13.2692 | Window:Renew weather or parrot mould, cut out old and fix new mould, prepare for redecoration, and remove waste and debris. | Window:Renew weather or parrot mould, cut out old and fix new mould, redecorate to match existing and remove waste and debris. | 13.2692
315047 |  | R | N | N | N | JR | WINDOW:REPAIR SASH RAIL OR STILE | Carpentry and Joinery | Windows | Windows - Timber - Repairs | LM | 77.1197 | Window:Repair sash rail or stile any size or profile to match existing, reglaze with existing glass, splice new section, remove/refix sashes, decorate (refixing of glass is Contractors risk). | Window:Repair sash rail or stile any size or profile to match existing, reglaze with existing glass, splice new section, remove/refix fittings, redecorate to match existing (refixing of glass is Provider's risk). | 77.1197
315049 |  | U | N | N | Y | JR | WINDOW:OVERHAUL CASEMENT | Carpentry and Joinery | Windows | Windows - Timber - Repairs | NO | 54.4447 | Window:Overhaul timber casement window, dismantle reassemble, ease, adjust, renew sealing gaskets, renew fixing screws, remove, refit or renew ironmongery, renew putty, mastic, touch up. | Window:Overhaul timber casement window, dismantle as necessary and subsequently reassemble including freeing, easing and adjusting casements to give correct operation, renew sealing gaskets, renew fixing screws, remove, refit or renew ironmongery as necessary, rake out and renew defective putty and mastic, touch up decorations externally and internally to match existing and remove waste and debris. | 54.4447
315051 |  | U | N | N | Y | JR | WINDOW:OVERHAUL SASH | Carpentry and Joinery | Windows | Windows - Timber - Repairs | NO | 68.8904 | Window:Overhaul timber sash window, renew staff and parting beads, take out sashes, rehang on new sash cords, ease, adjust sashes, remove, refit or renew ironmongery, renew putty, mastic, touch up. | Window:Overhaul timber sash window, renew staff and parting beads, take out sashes and later rehang on appropriate sized new undyed plaited nylon sash cords, renew pocket pieces, wedge and cramp loose sash frames, oil pulleys, ease and adjust sashes, remove, refit or renew ironmongery, rake out and renew defective putty and mastic, touch up decorations internally to match existing and prepare for redecoration externally and remove waste and debris. | 68.8904
315053 |  | R | N | Y | N | JR | WINDOW:RENEW MULTIPOINT KEEPER | Carpentry and Joinery | Windows | Windows - Timber - Repairs | NO | 22.4902 | Window:Renew keeper to multipoint locking system to timber window, ease and adjust as necessary, touch up decorations and make good. | Window:Renew keeper to multipoint locking system to timber window, ease and adjust as necessary, touch up decorations and make good. | 22.4902
315055 |  | R | N | Y | N | JR | WINDOW:RENEW TRICKLE WINDOW VENTILATOR | Carpentry and Joinery | Windows | Windows - Timber - Repairs | NO | 19.5001 | Window:Renew or supply and install two part trickle window ventilator screwed to timber window, cut suitable sized aperture in window frame to suit ventilation requirements, make good. | Window:Renew or supply and install two part trickle window ventilator screwed to timber window, including cutting suitable sized aperture in window frame to suit ventilation requirements touch up decorations and make good. | 19.5001
315057 |  | R | N | Y | N | JR | WINDOW:RENEW ACOUSTIC WINDOW VENTILATOR | Carpentry and Joinery | Windows | Windows - Timber - Repairs | NO | 71.1285 | Window:Renew or supply and install two part acoustic window ventilator screwed to timber window, cut suitable sized aperture in window frame to suit ventilation requirements and make good. | Window:Renew or supply and install two part acoustic window ventilator screwed to timber window, including cutting suitable sized aperture in window frame to suit ventilation requirements touch up decorations and make good. | 71.1285
315075 | New | R | N | Y | N | JR | WINDOW:RENEW LEGACY SLIDING SASH DOUBLE GLAZED | Carpentry and Joinery | Windows | Windows - Timber - Repairs | SM | 403.538 | Window:Renew preservative treated heritage or legacy vacuum double glazed softwood sliding sash to match existing to box sash window, any size or profile, complete with cords, ironmongery, decorate | Window:Renew preservative treated heritage or legacy vacuum double glazed softwood sliding sash to match existing v to box sash window, any size or profile, complete with cords, ease and adjust, remove and refix or renew window ironmongery as necessary and decorate to match existing internally and prepare for redecoration externally and remove waste and debris. | 403.538
315105 |  | R | N | N | N | JR | TIMBER:EPOXY REPAIR NE 10MM X OVER 300MM | Carpentry and Joinery | Windows | Windows - Timber - Repairs - Compounds | LM | 63.6175 | Timber:Cut away defective material, two part epoxy resin based compound filling to joints, cracks, shakes, splits etc., any width ne 10mm, any depth, over 300mm long, make good. | Timber:Repair decayed external joinery timber, carefully cut away defective material, two part epoxy resin based filler/repair compound filling to joints, cracks, shakes, splits and the like, any width ne 10mm, any depth, exceeding 300mm long all preparatory work and making good, preparation for redecoration. | 63.6175
315107 |  | R | N | N | N | JR | TIMBER:EPOXY REPAIR NE 10MM X NE 300MM | Carpentry and Joinery | Windows | Windows - Timber - Repairs - Compounds | NO | 44.3164 | Timber:Cut away defective material, two part epoxy resin based compound filling to joints, cracks, shakes, splits etc., any width ne 10mm, any depth, ne 300mm long, make good. | Timber:Repair decayed external joinery timber, carefully cut away defective material, two part epoxy resin based filler/repair compound filling to joints, cracks, shakes, splits and the like, any width ne 10mm, any depth, ne 300mm long all preparatory work and making good, preparation for redecoration. | 44.3164
315109 |  | R | N | N | N | JR | TIMBER:EPOXY REPAIR NE 25MM X NE 300MM PLAIN | Carpentry and Joinery | Windows | Windows - Timber - Repairs - Compounds | NO | 50.8918 | Timber:Cut away defective material, two part epoxy resin based compound filling to joints, cracks, shakes, splits etc., any width ne 25mm, any depth, over 300mm long, make good. | Timber:Repair decayed external joinery timber, carefully cut away defective material, two part epoxy resin based filler/repair compound filling to plain surfaces and the like, any width ne 25mm, any depth, ne 300mm long all preparatory work and making good, preparation for redecoration. | 50.8918
315111 |  | R | N | N | N | JR | TIMBER:EPOXY REPAIR NE 50MM X NE 300MM PLAIN | Carpentry and Joinery | Windows | Windows - Timber - Repairs - Compounds | NO | 59.6668 | Timber:Cut away defective material, two part epoxy resin based compound filling to joints, cracks, shakes, splits etc., any width over 25mm ne 50mm, any depth, ne 300mm long, make good. | Timber:Repair decayed external joinery timber, carefully cut away defective material, two part epoxy resin based filler/repair compound filling to plain surfaces and the like, any width exceeding 25mm but ne 50mm, any depth, ne 300mm long all preparatory work and making good, preparation for redecoration. | 59.6668
315113 |  | R | N | N | N | JR | TIMBER:EPOXY REPAIR NE 75MM X NE 300MM PLAIN | Carpentry and Joinery | Windows | Windows - Timber - Repairs - Compounds | NO | 77.2168 | Timber:Cut away defective material, two part epoxy resin based compound filling to joints, cracks, shakes, splits etc., any width over 50mm ne 75mm, any depth, ne 300mm long, make good. | Timber:Repair decayed external joinery timber, carefully cut away defective material, two part epoxy resin based filler/repair compound filling to plain surfaces and the like, any width exceeding 50mm but ne 75mm, any depth ne 300mm long all preparatory work and making good, preparation for redecoration. | 77.2168
315115 |  | R | N | N | N | JR | TIMBER:EPOXY REPAIR NE 25MM X NE 300MM IRREGULAR | Carpentry and Joinery | Windows | Windows - Timber - Repairs - Compounds | NO | 53.0914 | Timber:Cut away defective material, two part epoxy resin based compound filling to joints, cracks, shakes, splits etc., any width ne 25mm, any depth, ne 300mm long, make good. | Timber:Repair decayed external joinery timber, carefully cut away defective material, two part epoxy resin based filler/repair compound filling to irregular surfaces, mouldings and the like, any width ne 25mm, any depth, ne 300mm long all preparatory work and making good, preparation for redecoration. | 53.0914
315117 |  | R | N | N | N | JR | TIMBER:EPOXY REPAIR NE 50MM X NE 300MM IRREGULAR | Carpentry and Joinery | Windows | Windows - Timber - Repairs - Compounds | NO | 66.2422 | Timber:Cut away defective material, two part epoxy resin based compound filling to irregular surfaces, mouldings etc., any width exc 25mm ne 50mm, any depth, ne 300mm long, make good. | Timber:Repair decayed external joinery timber, carefully cut away defective material, two part epoxy resin based filler/repair compound filling to irregular surfaces, mouldings and the like, any width exceeding 25mm but ne 50mm, any depth, ne 300mm long all preparatory work and making good, preparation for redecoration. | 66.2422
315119 |  | R | N | N | N | JR | TIMBER:EPOXY REPAIR NE 75MM X NE 300MM IRREGULAR | Carpentry and Joinery | Windows | Windows - Timber - Repairs - Compounds | NO | 88.1797 | Timber:Cut away defective material, two part epoxy resin based compound filling to irregular surfaces, mouldings etc., any width exc 50mm ne 75mm, any depth, ne 300mm long, make good. | Timber:Repair decayed external joinery timber, carefully cut away defective material, two part epoxy resin based filler/repair compound filling to irregular surfaces, mouldings and the like, any width exceeding 50mm but ne 75mm, any depth, ne 300mm long all preparatory work and making good, preparation for redecoration. | 88.1797
316001 | New | R | N | N | N | JR | ALUMINIUM WDW:RENEW WITH POLYESTER COATED 1 LIGHT | Carpentry and Joinery | Windows | Windows - Polyester Coated Aluminium | SM | 504.326 | Window:Renew with aluminium polyester powder coated casement window, 1 opening light, weatherstrip, remove, fix new, sealant, 28mm double glazed, ironmongery, make good structure, finishes, decoration | Window:Renew aluminium window, polyester powder coated casement window, 1 opening light, weatherstripping, remove existing, fix new in prepared opening, point in sealant, double glazed internally with 28mm thick sealed Low E glass unit, all ironmongery, make good to structure and all finishings and decorations internally and externally. | 504.326
316003 | New | R | N | N | N | JR | ALUMINIUM WDW:RENEW WITH POLYESTER COATED 2 LIGHT | Carpentry and Joinery | Windows | Windows - Polyester Coated Aluminium | SM | 562.8962 | Window:Renew with aluminium polyester powder coated casement window, 2 opening light, weatherstrip, remove, fix new, sealant, 28mm double glazed, ironmongery, make good structure, finishes, decoration | Window:Renew aluminium window, polyester powder coated casement window, 2 opening lights, weatherstripping, remove existing, fix new in prepared opening, point in sealant, double glazed internally with 28mm thick sealed Low E glass unit, all ironmongery, make good to structure and all finishings and decorations internally and externally. | 562.8962
316005 | New | R | N | N | N | JR | ALUMINIUM WDW:RENEW WITH POLYESTER COATED 3 LIGHT | Carpentry and Joinery | Windows | Windows - Polyester Coated Aluminium | SM | 872.0921 | Window:Renew with aluminium polyester powder coated casement window, 3 opening light, weatherstrip, remove, fix new, sealant, 28mm double glazed, ironmongery, make good structure, finishes, decoration | Window:Renew aluminium window, polyester powder coated casement window, 3 opening lights, weatherstripping, remove existing, fix new in prepared opening, point in sealant, double glazed internally with 28mm thick sealed Low E glass unit, all ironmongery, make good to structure and all finishings and decorations internally and externally. | 872.0921
316209 |  | R | N | N | N | JR | WINDOW:RENEW TIMBER SUB-FRAME TO METAL | Carpentry and Joinery | Windows | Windows - Metal - Timber Sub-Frame | LM | 42.084 | Window:Renew timber sub-frame and cill to any steel window, take out, set aside and refix window remove sub-frame, fix treated softwood frame and treated hardwood cill, make good, prepare to decorate. | Window:Renew timber sub-frame and cill to any steel window, including take out existing metal window and set aside, remove sub- frame, prepare for and supply and fix preservative treated softwood frame and preservative treated hardwood cill to any size or profile to match existing suit window bedded in mortar and pointed with sealant refix steel window, make good to plasterwork and cill board and decorate to match existing internally and prepare for redecoration externally and remove waste and debris. | 42.084
316401 |  | U | Y | N | Y | JR | WINDOW:EASE OIL BUTTS ADJUST ANY METAL | Carpentry and Joinery | Windows | Windows - Metal - Repairs | NO | 14.0428 | Window:Ease and oil butts to metal window including force open if necessary, strip paint, file and grind edges. | Window:Ease and oil butts to metal window including force open if necessary, strip paint, file and grind edges, ease hinges to metal window, touch up decorations internally to match existing and prepare for redecoration externally. | 14.0428
316405 |  | R | N | N | N | JR | WINDOW:RENEW WEATHER/DRAUGHT PROOFING METAL | Carpentry and Joinery | Windows | Windows - Metal - Repairs | IT | 25.7882 | Window:Renew proprietary weather/draught proofing to any opening light to metal window and adjust window as necessary to ensure effective operation. | Window:Renew proprietary weather/draught proofing to any opening light to metal window and adjust window as necessary to ensure effective operation. | 25.7882
316407 |  | E | Y | N | Y | JR | WINDOW:OVERHAUL METAL | Carpentry and Joinery | Windows | Windows - Metal - Repairs | NO | 54.4447 | Window:Overhaul any type of metal window, dismantle, reassemble, ease, oil adjust casements, file and grind edges, remove, refit or renew ironmongery, renew putty and mastic, touch up. | Window:Overhaul any type of metal window, dismantle as necessary and subsequently reassemble including freeing, easing, oiling and adjusting casements to give correct operation, including file and grind edges, renew fixing screws, remove, refit or renew ironmongery as necessary, rake out and renew defective putty and mastic, touch up decorations internally to match existing and remove waste and debris. | 54.4447
317201 |  | U | Y | N | Y | JR | WINDOW:EASE OIL BUTTS ADJUST ANY ALUMINIUM | Carpentry and Joinery | Windows | Windows - Aluminium - Repairs | NO | 12.7258 | Window:Ease and oil butts to any type of aluminium window including renewing runners if necessary. | Window:Ease and oil butts to any type of aluminium window including renewing runners if necessary. | 12.7258
317205 |  | E | Y | N | Y | JR | WINDOW:OVERHAUL ALUMINIUM | Carpentry and Joinery | Windows | Windows - Aluminium - Repairs | NO | 54.4447 | Window:Overhaul any type of aluminium window, dismantle, reassemble, ease, adjust casements, renew fixing screws, remove, refit or renew ironmongery, renew sealants and mastic, make good. | Window:Overhaul any type of aluminium window, dismantle as necessary and subsequently reassemble including freeing, easing and adjusting casements to give correct operation, renew fixing screws, remove, refit or renew ironmongery as necessary, rake out and renew defective sealants and mastic, make good. | 54.4447
318101 |  | R | N | N | N | JR | WINDOW:RENEW FANLIGHT PVCU SASH | Carpentry and Joinery | Windows | Windows - PVCu - Repairs | NO | 90.4489 | Window:Renew any size and type of fanlight sash to PVCu window including double glazing and all ironmongery and make good. | Window:Renew any size and type of fanlight sash to PVCu window including double glazing and all ironmongery and make good. | 90.4489
318103 |  | R | N | N | N | JR | WINDOW:RENEW SIDE HUNG PVCU SASH | Carpentry and Joinery | Windows | Windows - PVCu - Repairs | NO | 175.2286 | Window:Renew any size and type of sidehung sash to PVCu window including double glazing and all ironmongery and make good. | Window:Renew any size and type of sidehung sash to PVCu window including double glazing and all ironmongery and make good. | 175.2286
318105 |  | R | N | N | N | JR | WINDOW:RENEW TRICKLE VENT TO PVCU | Carpentry and Joinery | Windows | Windows - PVCu - Repairs | IT | 16.4282 | Window:Renew or repair any trickle vent to PVCu window. | Window:Renew or repair any trickle vent to PVCu window. | 16.4282
318107 |  | R | N | N | N | JR | WINDOW:RENEW HANDLE TO PVCU | Carpentry and Joinery | Windows | Windows - PVCu - Repairs | NO | 16.6687 | Window:Renew any defective or broken handle to PVCu window including remove existing, check, lubricate operating mechanism, renew handle to match existing and test. | Window:Renew any defective or broken handle to PVCu window including remove existing, check, lubricate operating mechanism, renew handle to match existing and test. | 16.6687
318108 |  | U | Y | N | Y | JR | WINDOW:RENEW LOCKING HANDLE TO PVCU | Carpentry and Joinery | Windows | Windows - PVCu - Repairs | NO | 19.9798 | Window:Renew any defective or broken locking handle to PVCu window including remove existing, check, lubricate operating mechanism, renew handle to match existing and test. | Window:Renew any defective or broken locking handle to PVCu window including remove existing, check, lubricate operating mechanism, renew handle to match existing and test. | 19.9798
318109 |  | R | N | N | N | JR | WINDOW:RENEW HINGE TO PVCU | Carpentry and Joinery | Windows | Windows - PVCu - Repairs | NO | 15.8029 | Window:Renew any defective or broken hinge to PVCu window including remove existing and renew hinge to match existing. | Window:Renew any defective or broken hinge to PVCu window including remove existing and renew hinge to match existing and remove waste and debris. | 15.8029
318111 |  | U | Y | N | Y | JR | WINDOW:RENEW ESPAGNOLETTE LOCK TO PVCU | Carpentry and Joinery | Windows | Windows - PVCu - Repairs | IT | 27.3939 | Window:Renew any defective or broken espagnolette locking mechanism to PVCu window including remove existing and renew to match existing and test. | Window:Renew any defective or broken espagnolette locking mechanism to PVCu window including remove existing and renew to match existing and test. | 27.3939
318113 |  | R | N | N | N | JR | WINDOW:RENEW SEALING GASKET TO PVCU | Carpentry and Joinery | Windows | Windows - PVCu - Repairs | IT | 12.913 | Window:Renew sealing gasket to any opening light of PVCu window (per opening light). | Window:Renew sealing gasket to any opening light of PVCu window (per opening light). | 12.913
318115 |  | U | N | N | Y | JR | WINDOW:CHECK LUBRICATE FITTINGS TO PVCU | Carpentry and Joinery | Windows | Windows - PVCu - Repairs | IT | 11.2633 | Window:Check operation of all fittings and operating mechanisms to PVCu window complete including lubricate and adjust as necessary. | Window:Check operation of all fittings and operating mechanisms to PVCu window complete including lubricate and adjust as necessary. | 11.2633
318117 |  | E | Y | N | Y | JR | WINDOW:EASE AND ADJUST PVCU SASH | Carpentry and Joinery | Windows | Windows - PVCu - Repairs | IT | 19.7473 | Window:Ease and adjust PVCu sash including realign as necessary. | Window:Ease and adjust PVCu sash including realign as necessary. | 19.7473
318119 |  | E | Y | N | Y | JR | WINDOW:OVERHAUL TILT TURN MECHANISM TO PVCU | Carpentry and Joinery | Windows | Windows - PVCu - Repairs | NO | 38.218 | Window:Check operation of tilt and turn mechanism to PVCu window including overhaul, lubricate and adjust as necessary. | Window:Check operation of tilt and turn mechanism to PVCu window including overhaul, lubricate and adjust as necessary. | 38.218
318121 |  | U | Y | N | Y | JR | WINDOW:RENEW TILT TURN MECHANISM TO PVCU | Carpentry and Joinery | Windows | Windows - PVCu - Repairs | NO | 165.8759 | Window:Renew any tilt and turn mechanism complete to PVCu window of any size to match existing, including remove existing, test and leave in proper working order. | Window:Renew any tilt and turn mechanism complete to PVCu window of any size to match existing, including remove existing, test and leave in proper working order and remove waste and debris. | 165.8759
318123 |  | U | N | N | Y | JR | WINDOW:CHILD RESTRICTOR TO PVCU | Carpentry and Joinery | Windows | Windows - PVCu - Repairs | NO | 40.5835 | Window:Renew or supply and fix new adjustable child proof restrictor/catch to any type of PVCu window including removing existing fitting. | Window:Renew or supply and fix new adjustable child proof restrictor/catch to any type of PVCu window including removing existing fitting. | 40.5835
318125 |  | U | N | N | Y | JR | WINDOW:OVERHAUL PVCU | Carpentry and Joinery | Windows | Windows - PVCu - Repairs | NO | 54.4447 | Window:Overhaul any type of PVCu window, dismantle reassemble, ease, adjust casements, remove, refit or renew ironmongery check, lubricate operating mechanism, renew gaskets, make good and test. | Window:Overhaul any type of PVCu window, dismantle as necessary and subsequently reassemble including freeing, easing and adjusting casements to give correct operation, renew fixing screws, remove, refit or renew ironmongery as necessary, check, lubricate operating mechanism, renew gaskets, make good and test. | 54.4447
318151 |  | R | N | N | N | JR | WINDOW:RENEW GLAZING BEAD TO PVCU | Carpentry and Joinery | Windows | Windows - PVCu - Repairs | LM | 12.4268 | Window:Renew any type of defective PVCu glazing bead including remove existing, clean, prepare and fit new bead to match existing including all cutting, mitres, sealing with silicone sealant. | Window:Renew any type of defective PVCu glazing bead including remove existing bead, clean, prepare and supply and fit new bead to match existing including all cutting, mitres, sealing with silicone sealant as necessary. | 12.4268
318155 |  | R | N | N | N | JR | WINDOW:RENEW OPENER GASKET TO PVCU | Carpentry and Joinery | Windows | Windows - PVCu - Repairs | LM | 5.061 | Window:Renew gasket to any style of PVCu window opening light. | Window:Renew gasket to any style of PVCu window opening light. | 5.061
318157 |  | R | N | N | N | JR | WINDOW:RENEW FRICTION STAY TO PVCU | Carpentry and Joinery | Windows | Windows - PVCu - Repairs | NO | 16.9261 | Window:Renew any type of stay with stainless steel friction stay to PVCu window. | Window:Renew any type of stay with stainless steel friction stay to PVCu window. | 16.9261
318159 |  | R | N | N | N | JR | WINDOW:RENEW RESTRAINING WEDGES TO PVCU | Carpentry and Joinery | Windows | Windows - PVCu - Repairs | NO | 5.5524 | Window:Renew plastic restraining wedges to friction stay guide to PVCu window. | Window:Renew plastic restraining wedges to friction stay guide to PVCu window. | 5.5524
318161 |  | R | N | N | N | JR | WINDOW:RENEW RESTRICTOR STAY TO PVCU | Carpentry and Joinery | Windows | Windows - PVCu - Repairs | NO | 16.6804 | Window:Renew restrictor stay to match existing to PVCu window. | Window:Renew restrictor stay to match existing to PVCu window. | 16.6804
318163 |  | R | N | N | N | JR | WINDOW:RENEW LOCKING HANDLE TO PVCU LOCKING PLATE | Carpentry and Joinery | Windows | Windows - PVCu - Repairs | NO | 22.858 | Window:Renew any type of window handle and striker plate with Securistyle Empress locking plate to PVCu window. | Window:Renew any type of window handle and striker plate with 'Securistyle Empress' locking plate to PVCu window. | 22.858
318165 |  | R | N | N | N | JR | WINDOW:RENEW DRIP MOULD BEAD TO PVCU | Carpentry and Joinery | Windows | Windows - PVCu - Repairs | LM | 7.7117 | Window:Renew drip mould bead to PVCu window and make good. | Window:Renew drip mould bead to PVCu window and make good. | 7.7117
318167 |  | R | N | N | N | JR | WINDOW:PROVIDE DRIP MOULD BEAD TO PVCU | Carpentry and Joinery | Windows | Windows - PVCu - Repairs | LM | 6.0441 | Window:Provide standard section PVCu drip mould bead, fix to PVCu window and make good. | Window:Provide standard section PVCu drip mould bead, fix to PVCu window and make good. | 6.0441
318169 |  | R | N | N | N | JR | WINDOW:PROVIDE 30MM EXTENSION FLANGE TO PVCU | Carpentry and Joinery | Windows | Windows - PVCu - Repairs | LM | 7.5417 | Window:Provide 30mm standard section PVCu extension flange, fix to PVCu window and make good. | Window:Provide 30mm standard section PVCu extension flange, fix to PVCu window and make good. | 7.5417
318171 |  | R | N | N | N | JR | WINDOW:PROVIDE 45MM EXTENSION FLANGE TO PVCU | Carpentry and Joinery | Windows | Windows - PVCu - Repairs | LM | 7.6119 | Window:Provide 45mm standard section PVCu extension flange, fix to PVCu window and make good. | Window:Provide 45mm standard section PVCu extension flange, fix to PVCu window and make good. | 7.6119
318173 |  | R | N | N | N | JR | WINDOW:PROVIDE 30MM BOX EXTENSION TO PVCU | Carpentry and Joinery | Windows | Windows - PVCu - Repairs | LM | 13.0407 | Window:Provide 30mm PVCu box extension piece, fix to PVCu window and make good. | Window:Provide 30mm PVCu box extension piece, fix to PVCu window and make good. | 13.0407
318175 |  | R | N | N | N | JR | WINDOW:PROVIDE 45MM BOX EXTENSION TO PVCU | Carpentry and Joinery | Windows | Windows - PVCu - Repairs | LM | 14.0118 | Window:Provide 45mm PVCu box extension piece fix to PVCu window and make good. | Window:Provide 45mm PVCu box extension piece fix to PVCu window and make good. | 14.0118
318177 |  | R | N | N | N | JR | WINDOW:RENEW DRAIN CAPS TO PVCU | Carpentry and Joinery | Windows | Windows - PVCu - Repairs | IT | 2.1357 | Window:Renew any missing or broken drain caps to PVCu window (per window). | Window:Renew any missing or broken drain caps to PVCu window (per window). | 2.1357
318179 |  | R | N | N | N | JR | WINDOW:REPOINT SILICONE TO PVCU FRAME | Carpentry and Joinery | Windows | Windows - PVCu - Repairs | LM | 5.2192 | Window:Rake out, prepare and repoint with silicone mastic sealant complete around any external face of PVCu window frame. | Window:Rake out, prepare and repoint with silicone mastic sealant complete around any external face of PVCu window frame. | 5.2192
318181 |  | R | N | N | N | JR | WINDOW:RENEW QUADRANT FILLET TO PVCU | Carpentry and Joinery | Windows | Windows - PVCu - Repairs | LM | 9.3731 | Window:Renew cellular PVCu quadrant cover fillet fixed with approved adhesive or other approved concealed fixing method internally around windows make good plasterwork and decorations. | Window:Renew cellular PVCu quadrant cover fillet fixed with approved adhesive or other approved concealed fixing method internally around windows make good plasterwork and decorations. | 9.3731
318185 |  | R | N | N | N | JR | WINDOW:RENEW CILL TO PVCU | Carpentry and Joinery | Windows | Windows - PVCu - Repairs | LM | 39.4164 | Window:Renew standard section PVCu cill to PVCu window, remove existing, clean, prepare and supply and fit new cill to match existing with end caps, all cutting, mitres, silicone sealant, make good. | Window:Renew standard section PVCu cill to PVCu window, remove existing cill, clean, prepare and supply and fit new cill to match existing including end caps, all cutting, mitres, sealing with silicone sealant as necessary and make good. | 39.4164
318187 |  | R | N | N | N | JR | WINDOW:PROVIDE CILL TO PVCU | Carpentry and Joinery | Windows | Windows - PVCu - Repairs | LM | 35.554 | Window:Provide standard section PVCu cill to PVCu window clean, prepare and supply and fit new cill including end caps all cutting, mitres, sealing with silicone sealant as necessary and make good. | Window:Provide standard section PVCu cill to PVCu window clean, prepare and supply and fit new cill including end caps all cutting, mitres, sealing with silicone sealant as necessary and make good. | 35.554
318189 |  | R | N | N | N | JR | WINDOW:RENEW CILL ENDS TO PVCU | Carpentry and Joinery | Windows | Windows - PVCu - Repairs | NO | 4.476 | Window:Renew any missing or broken cill ends to PVCu window (per window). | Window:Renew any missing or broken cill ends to PVCu window (per window). | 4.476
318201 |  | U | N | N | Y | JR | DOOR FRAME:RAKE OUT AND REPOINT SEALANT | Carpentry and Joinery | Windows | Windows and Door Frames - Silicone Pointing | IT | 19.2676 | Door Frame:Rake out, prepare and repoint with silicone mastic sealant complete around any door frame of any size (per face). | Door Frame:Rake out, prepare and repoint with silicone mastic sealant complete around any door frame of any size (per face). | 19.2676
318203 |  | U | N | N | Y | JR | WINDOW FRAME:RAKE OUT AND REPOINT | Carpentry and Joinery | Windows | Windows and Door Frames - Silicone Pointing | IT | 20.7301 | Window Frame:Rake out, prepare and repoint with silicone mastic sealant complete around any window frame (per face). | Window Frame:Rake out, prepare and repoint with silicone mastic sealant complete around any window frame (per face). | 20.7301
318207 |  | R | N | N | N | JR | WINDOW FRAME:SUPPLY AND FIX BEAD OR SEALANT | Carpentry and Joinery | Windows | Windows and Door Frames - Silicone Pointing | IT | 41.1414 | Window Frame:Supply and fix suitable size PVCu quadrant or flexible PVC cover trim with silicone mastic sealant to surround to jambs and head of any window frame, any location (per face). | Window Frame:Supply and fix suitable size PVCu quadrant or flexible PVC cover trim fixed with silicone mastic sealant to form a neat clean beaded surround, to jambs and head of any window frame, any location internally and ne 2 storeys externally, including raking out existing defective sealant, hacking back plaster or render as necessary, cleaning and notching new quadrant/trim around all obstructions (per face). | 41.1414
318301 |  | U | N | N | Y | JR | WINDOWS/DOORS:PVCU 1 BED HOUSE CHECK CLEAN | Carpentry and Joinery | Windows | Windows - PVCu - Overhaul | IT | 61.73 | Windows/doors:Check all PVCu windows and doors to 1 bed house or maisonette, including freeing, easing, adjusting, realigning/rehanging opening sashes/casements and doors, clean all surfaces. | Windows/doors:Check all PVCu windows and doors to 1 bed house or maisonette, including freeing, easing, adjusting, realigning/rehanging opening sashes/casements and doors, checking operation of all fittings and operating mechanisms, lubricating and adjusting as necessary to give correct operation, replace any missing fixings, recording any other defects requiring repair/replacement and provide written report to Client Representative, clean all surfaces/profiles externally using proprietary cleaner, wash and dry off. | 61.73
318303 |  | U | N | N | Y | JR | WINDOWS/DOORS:PVCU 2 BED HOUSE CHECK CLEAN | Carpentry and Joinery | Windows | Windows - PVCu - Overhaul | IT | 77.0897 | Windows/doors:Check all PVCu windows and doors to 2 bed house or maisonette, including freeing, easing, adjusting, realigning/rehanging opening sashes/casements and doors, clean all surfaces. | Windows/doors:Check all PVCu windows and doors to 2 bed house or maisonette, including freeing, easing, adjusting, realigning/rehanging opening sashes/casements and doors, checking operation of all fittings and operating mechanisms, lubricating and adjusting as necessary to give correct operation, replace any missing fixings, recording any other defects requiring repair/replacement and provide written report to Client Representative, clean all surfaces/profiles externally using proprietary cleaner, wash and dry off. | 77.0897
318305 |  | U | N | N | Y | JR | WINDOWS/DOORS:PVCU 3 BED HOUSE CHECK CLEAN | Carpentry and Joinery | Windows | Windows - PVCu - Overhaul | IT | 86.8907 | Windows/doors:Check all PVCu windows and doors to 3 bed house or maisonette, including freeing, easing, adjusting, realigning/rehanging opening sashes/casements and doors, clean all surfaces. | Windows/doors:Check all PVCu windows and doors to 3 bed house or maisonette, including freeing, easing, adjusting, realigning/rehanging opening sashes/casements and doors, checking operation of all fittings and operating mechanisms, lubricating and adjusting as necessary to give correct operation, replace any missing fixings, recording any other defects requiring repair/replacement and provide written report to Client Representative, clean all surfaces/profiles externally using proprietary cleaner, wash and dry off. | 86.8907
318307 |  | U | N | N | Y | JR | WINDOWS/DOORS:PVCU 4 BED HOUSE CHECK CLEAN | Carpentry and Joinery | Windows | Windows - PVCu - Overhaul | IT | 99.4709 | Windows/doors:Check all PVCu windows and doors to 4 bed house or maisonette, including freeing, easing, adjusting, realigning/rehanging opening sashes/casements and doors, clean all surfaces. | Windows/doors:Check all PVCu windows and doors to 4 bed house or maisonette, including freeing, easing, adjusting, realigning/rehanging opening sashes/casements and doors, checking operation of all fittings and operating mechanisms, lubricating and adjusting as necessary to give correct operation, replace any missing fixings, recording any other defects requiring repair/replacement and provide written report to Client Representative, clean all surfaces/profiles externally using proprietary cleaner, wash and dry off. | 99.4709
318309 |  | U | N | N | Y | JR | WINDOWS/DOORS:PVCU 5 BED HOUSE CHECK CLEAN | Carpentry and Joinery | Windows | Windows - PVCu - Overhaul | IT | 109.2718 | Windows/doors:Check all PVCu windows and doors to 5 bed house or maisonette, including freeing, easing, adjusting, realigning/rehanging opening sashes/casements and doors, clean all surfaces. | Windows/doors:Check all PVCu windows and doors to 5 bed house or maisonette, including freeing, easing, adjusting, realigning/rehanging opening sashes/casements and doors, checking operation of all fittings and operating mechanisms, lubricating and adjusting as necessary to give correct operation, replace any missing fixings, recording any other defects requiring repair/replacement and provide written report to Client Representative, clean all surfaces/profiles externally using proprietary cleaner, wash and dry off. | 109.2718
318311 |  | U | N | N | Y | JR | WINDOWS/DOORS:PVCU 1 BED FLAT CHECK CLEAN | Carpentry and Joinery | Windows | Windows - PVCu - Overhaul | IT | 48.799 | Windows/doors:Check all PVCu windows and doors to 1 bed flat or bungalow, including freeing, easing, adjusting, realigning/rehanging opening sashes/casements and doors, clean all surfaces. | Windows/doors:Check all PVCu windows and doors to 1 bed flat or bungalow, including freeing, easing, adjusting, realigning/rehanging opening sashes/casements and doors, checking operation of all fittings and operating mechanisms, lubricating and adjusting as necessary to give correct operation, replace any missing fixings, recording any other defects requiring repair/replacement and provide written report to Client Representative, clean all surfaces/profiles externally using proprietary cleaner, wash and dry off. | 48.799
318313 |  | U | N | N | Y | JR | WINDOWS/DOORS:PVCU 2 BED FLAT CHECK CLEAN | Carpentry and Joinery | Windows | Windows - PVCu - Overhaul | IT | 54.7088 | Windows/doors:Check all PVCu windows and doors to 2 bed flat or bungalow, including freeing, easing, adjusting, realigning/rehanging opening sashes/casements and doors, clean all surfaces. | Windows/doors:Check all PVCu windows and doors to 2 bed flat or bungalow, including freeing, easing, adjusting, realigning/rehanging opening sashes/casements and doors, checking operation of all fittings and operating mechanisms, lubricating and adjusting as necessary to give correct operation, replace any missing fixings, recording any other defects requiring repair/replacement and provide written report to Client Representative, clean all surfaces/profiles externally using proprietary cleaner, wash and dry off. | 54.7088
318315 |  | U | N | N | Y | JR | WINDOWS/DOORS:PVCU 3 BED FLAT CHECK CLEAN | Carpentry and Joinery | Windows | Windows - PVCu - Overhaul | IT | 72.8479 | Windows/doors:Check all PVCu windows and doors to 3 bed flat or bungalow, including freeing, easing, adjusting, realigning/rehanging opening sashes/casements and doors, clean all surfaces. | Windows/doors:Check all PVCu windows and doors to 3 bed flat or bungalow, including freeing, easing, adjusting, realigning/rehanging opening sashes/casements and doors, checking operation of all fittings and operating mechanisms, lubricating and adjusting as necessary to give correct operation, replace any missing fixings, recording any other defects requiring repair/replacement and provide written report to Client Representative, clean all surfaces/profiles externally using proprietary cleaner, wash and dry off. | 72.8479
318317 |  | U | N | N | Y | JR | WINDOWS/DOORS:PVCU 4 BED FLAT CHECK CLEAN | Carpentry and Joinery | Windows | Windows - PVCu - Overhaul | IT | 88.2076 | Windows/doors:Check all PVCu windows and doors to 4 bed flat or bungalow, including freeing, easing, adjusting, realigning/rehanging opening sashes/casements and doors, clean all surfaces. | Windows/doors:Check all PVCu windows and doors to 4 bed flat or bungalow, including freeing, easing, adjusting, realigning/rehanging opening sashes/casements and doors, checking operation of all fittings and operating mechanisms, lubricating and adjusting as necessary to give correct operation, replace any missing fixings, recording any other defects requiring repair/replacement and provide written report to Client Representative, clean all surfaces/profiles externally using proprietary cleaner, wash and dry off. | 88.2076
318319 |  | U | N | N | Y | JR | WINDOWS/DOORS:PVCU 5 BED FLAT CHECK CLEAN | Carpentry and Joinery | Windows | Windows - PVCu - Overhaul | IT | 92.4495 | Windows/doors:Check all PVCu windows and doors to 5 bed flat or bungalow, including freeing, easing, adjusting, realigning/rehanging opening sashes/casements and doors, clean all surfaces. | Windows/doors:Check all PVCu windows and doors to 5 bed flat or bungalow, including freeing, easing, adjusting, realigning/rehanging opening sashes/casements and doors, checking operation of all fittings and operating mechanisms, lubricating and adjusting as necessary to give correct operation, replace any missing fixings, recording any other defects requiring repair/replacement and provide written report to Client Representative, clean all surfaces/profiles externally using proprietary cleaner, wash and dry off. | 92.4495
318351 |  | R | N | N | N | JR | WINDOW:SUPPLY AND FIT SECURITY GRILL TO WINDOW | Carpentry and Joinery | Windows | Security Grilles | SM | 208.1121 | Window:Supply and fit 2.5mmx25mm square mesh window guard to any size window consisting of galvanised weldmesh spot welded to galvanised steel frame complete with fixings and locking bars. | Window:Supply and fit 2.5mmx25mm square mesh window guard to any size window consisting of galvanised weldmesh spot welded to galvanised steel frame complete with fixings and locking bars. | 208.1121
318353 |  | X | N | N | Y | JR | WINDOW SECURITY GRILL:REMOVE RESIDENTS METAL GRILL | Carpentry and Joinery | Windows | Security Grilles | SM | 23.9892 | Window Security Grill:Remove residents own metal security grill from any window including dismantling, cutting, making good to finishes and decorations, remove waste and debris. | Window Security Grill:Remove residents own metal security grill from any window including dismantling, cutting, making good to finishes and decorations, remove waste and debris. | 23.9892
318355 |  | X | N | N | Y | JR | DOOR SECURITY GRILL:REMOVE RESIDENTS METAL GRILL | Carpentry and Joinery | Windows | Security Grilles | SM | 29.5481 | Door Security Grill:Remove residents own metal security grill from any door including dismantling, cutting, making good to finishes and decorations, remove waste and debris. | Door Security Grill:Remove residents own metal security grill from any door including dismantling, cutting, making good to finishes and decorations, remove waste and debris. | 29.5481
318401 |  | R | N | N | N | JR | WINDOW/DOOR:RENEW ALUMINIUM INSULATED PANEL | Carpentry and Joinery | Windows | Windows - Aluminium - Repairs | SM | 427.612 | Window or Door:Renew external quality aluminium faced both sides double insulated infill panel to frame, refix or renew beads, silicone sealant, renew weatherseal and remove waste and debris. | Window or Door:Renew external quality aluminium faced both sides double insulated infill panel to frame, including remove weatherseal, refix or renew beads, bedded in putty or silicone sealant, renew weatherseal and remove waste and debris. | 427.612
318557 |  | U | N | N | Y | JR | WINDOW:OVERHAUL METAL GRILLE | Carpentry and Joinery | Windows | Security Grilles | NO | 81.3317 | Window:Overhaul any type of metal window grille, dismantle as necessary, reassemble including removal and reinstallation of grill, touch up decorations to match existing, remove waste and debris. | Window:Overhaul any type of metal window grille, dismantle as necessary and subsequently reassemble including removal and reinstallation of grill, touch up decorations to match existing, remove waste and debris. | 81.3317
319001 |  | R | N | Y | N | JR | ROOF WINDOW:RENEW NE 0.78X0.98M | Carpentry and Joinery | Windows | Windows - Roof | NO | 891.7934 | Roof Window:Renew roof window complete size ne 0.78x0.98m with Velux aluminium clad externally roof window with factory fitted clear float double glazed sealed unit, all upstands, flashings etc. | Roof Window:Renew roof window complete size ne 0.78x0.98m with Velux aluminium clad externally roof window with factory fitted clear float double glazed sealed unit, all upstands, flashings and dressing of flashings, fixing to timber with screws and make good all finishings internally and roof coverings externally and remove waste and debris. | 891.7934
319003 |  | R | N | Y | N | JR | ROOF WINDOW:RENEW NE 1.14X1.18M | Carpentry and Joinery | Windows | Windows - Roof | NO | 1179.0437 | Roof Window:Renew roof window complete size ne 1.14x1.18m with Velux aluminium clad externally roof window with factory fitted clear float double glazed sealed unit, all upstands, flashings etc. | Roof Window:Renew roof window complete size ne 1.14x1.18m with Velux aluminium clad externally roof window with factory fitted clear float double glazed sealed unit, all upstands, flashings and dressing of flashings, fixing to timber with screws and make good all finishings internally and roof coverings externally and remove waste and debris. | 1179.0437
319005 |  | R | N | Y | N | JR | ROOF WINDOW:RENEW NE 1.34X1.40M | Carpentry and Joinery | Windows | Windows - Roof | NO | 1346.1231 | Roof Window:Renew roof window complete size ne 1.34x1.40m with Velux aluminium clad externally roof window with factory fitted clear float double glazed sealed unit, all upstands, flashings etc. | Roof Window:Renew roof window complete size ne 1.34x1.40m with Velux aluminium clad externally roof window with factory fitted clear float double glazed sealed unit, all upstands, flashings and dressing of flashings, fixing to timber with screws and make good all finishings internally and roof coverings externally and remove waste and debris. | 1346.1231
319101 |  | U | N | N | Y | JR | ROOF WINDOW:REMEDY LEAK OR REDRESS FLASHINGS | Carpentry and Joinery | Windows | Windows - Roof - Repairs | NO | 44.7197 | Roof Window:Redress roof flashings around roof window and reseal to prevent water penetration. | Roof Window:Redress roof flashings around roof window and reseal to prevent water penetration. | 44.7197
319103 |  | R | N | N | N | JR | ROOF WINDOW:OVERHAUL OPENING GEAR | Carpentry and Joinery | Windows | Windows - Roof - Repairs | NO | 59.7672 | Roof Window:Overhaul opening gear to any type of roof window. | Roof Window:Overhaul opening gear to any type of roof window. | 59.7672
319105 |  | R | N | N | N | JR | ROOF WINDOW:RENEW CONTROL CORDS | Carpentry and Joinery | Windows | Windows - Roof - Repairs | NO | 55.5183 | Roof Window:Renew operating control cords to any roof window. | Roof Window:Renew operating control cords to any roof window. | 55.5183
319107 |  | E | N | N | Y | JR | ROOF WINDOW:OVERHAUL | Carpentry and Joinery | Windows | Windows - Roof - Repairs | NO | 66.6702 | Roof Window:Overhaul any type of roof window, dismantle and reassemble, ease, adjust, renew fixing screws, overhaul opening gear, remove, refit or renew ironmongery, redress roof flashings, make good. | Roof Window:Overhaul any type of roof window, dismantle as necessary and subsequently reassemble including freeing, easing and adjusting opening lights to give correct operation, renew fixing screws, overhaul opening gear, remove, refit or renew ironmongery as necessary, check and redress roof flashings, make good. | 66.6702
321105 |  | R | N | Y | N | JR | DOOR:RENEW HW PANELLED OR GLAZED BACK DOOR | Carpentry and Joinery | External Doors | Doors - Ext Panelled or Glazed - Hardwood | NO | 803.2812 | Door:Renew back door with any size 44mm hardwood panelled, glazed or part glazed door, hang on 1.5 pair butts, fix ironmongery, weathermould, double glazed, make good and prepare to decorate. | Door:Renew back door with any size 44mm hardwood panelled, glazed or part glazed door prepared for glazing, hang on 1.5 pair butts, fix new mortice lock, furniture, keep, pair of bolts, hardwood weathermould, adjust stops and ease rebates, cut out and make good to frame to suit new position of hinges, weathermould and lock, rebate door bottom as necessary and fit new water bar if required, double glazed and decorate to match existing internally and prepare for redecoration externally and remove waste and debris. | 803.2812
321106 |  | R | N | Y | N | JR | DOORSET:RENEW HW PANELLED OR GLAZED BACK DOOR | Carpentry and Joinery | External Doors | Doors - Ext Panelled or Glazed - Hardwood | NO | 1114.7594 | Doorset:Renew back door and frame with any size 44mm hardwood panelled, glazed or part glazed door prepared for double glazing, hardwood frame, ironmongery, make good, decorate to match existing. | Doorset:Renew back door and frame with any size 44mm hardwood panelled, glazed or part glazed door prepared for glazing, hang on 1.5 pair butts to and including new hardwood frame, all hardwood with factory applied finish, take out existing door and frame and bed new frame in cement mortar, plugged and screwed to brickwork and pointed with sealant, hang door, ease and adjust, make good all works disturbed including refix or renew any internal beads, architraves etc., fix new mortice lock, furniture, keep, pair of bolts, hardwood weathermould, laminated safety glass double glazed and decorate to match existing and remove waste and debris. | 1114.7594
321107 |  | R | N | Y | N | JR | DOOR:RENEW HW PANELLED OR GLAZED FRONT DOOR | Carpentry and Joinery | External Doors | Doors - Ext Panelled or Glazed - Hardwood | NO | 945.5774 | Door:Renew front door with any size 44mm hardwood panelled, glazed or part glazed door hang on 1.5 pair butts, fix ironmongery, weathermould, double glazed, make good, prepare to decorate. | Door:Renew front door with any size 44mm hardwood panelled, glazed or part glazed door prepared for glazing, hang on 1.5 pair butts, fix new mortice lock, furniture, keep, pair of bolts, cylinder latch and pull, security restraint device, letter plate including cutting mortice in door to suit, numerals, hardwood weathermould, adjust stops, ease rebates, cut out and make good to frame to suit new position of butts, weathermould, lock and latch, rebate door bottom as necessary and fit new waterbar if required, double glazed and decorate to match existing internally and prepare for redecoration externally and remove waste and debris. | 945.5774
321108 |  | R | N | Y | N | JR | DOORSET:RENEW HW PANELLED OR GLAZED FRONT DOOR | Carpentry and Joinery | External Doors | Doors - Ext Panelled or Glazed - Hardwood | NO | 1398.7515 | Doorset:Renew front door and frame with any size 44mm hardwood panelled, glazed or part glazed door prepared for double glazing, hardwood frame, ironmongery, make good, decorate to match existing. | Doorset:Renew front door and frame with any size 44mm hardwood panelled, glazed or part glazed door prepared for glazing, hang on 1.5 pair butts, to and including new hardwood frame, all hardwood with factory applied finish, take out existing door and frame and bed new frame in cement mortar, plugged and screwed to brickwork and pointed with sealant, hang door, ease and adjust, make good all works disturbed including refix or renew any internal beads, architraves etc., fix new mortice lock, furniture, keep, pair of bolts, cylinder latch and pull, security restraint device, letter plate including cutting mortice in door to suit, numerals, hardwood weathermould, laminated safety glass double glazed and decorate to match existing and remove waste and debris. | 1398.7515
321305 |  | R | N | Y | N | JR | DOOR:RENEW PM HW PANELLED OR GLAZED BACK DOOR | Carpentry and Joinery | External Doors | Doors - Ext Panelled or Glazed - Hardwood | NO | 994.627 | Door:Renew back door with any size 44mm hardwood panelled, glazed or part glazed purpose made door hang on 1.5 pair butts, fix ironmongery, double glazed, weathermould, make good, decorate both sides. | Door:Renew back door with any size 44mm hardwood panelled, glazed or part glazed purpose made door prepared for glazing, hang on 1.5 pair butts, fix new mortice lock, furniture, keep, pair of bolts, hardwood weathermould, adjust stops and ease rebates, cut out and make good to frame to suit new position of hinges, weathermould and rebate door bottom as necessary and fit new water bar if required, laminated safety glass double glazed and decorate to match existing and remove waste and debris. | 994.627
321307 |  | R | N | Y | N | JR | DOOR:RENEW PM HW PANELLED OR GLAZED FRONT DOOR | Carpentry and Joinery | External Doors | Doors - Ext Panelled or Glazed - Hardwood | NO | 1278.6191 | Door:Renew front door with any size 44mm hardwood panelled, glazed or part glazed purpose made door hang on 1.5 pair butts, fix ironmongery, double glazed, weathermould, make good, decorate. | Door:Renew front door with any size 44mm hardwood panelled, glazed or part glazed purpose made door prepared for glazing, hang on 1.5 pair butts, fix new mortice lock, furniture, keep, pair of bolts, cylinder latch and pull, security restraint device, letter plate including cutting mortice in door to suit, numerals, hardwood weathermould, adjust stops, ease rebates, cut out and make good to frame to suit new position of butts, weathermould, lock and latch, rebate door bottom as necessary and fit new waterbar if required, laminated safety glass double glazed and decorate to match existing and remove waste and debris. | 1278.6191
321505 |  | R | N | Y | N | JR | DOOR:RENEW SW PANELLED OR GLAZED BACK DOOR | Carpentry and Joinery | External Doors | Doors - Ext Panelled or Glazed - Softwood | NO | 483.9228 | Door:Renew back door with any size 44mm softwood panelled, glazed or part glazed door, hang on 1.5 pair butts, fix ironmongery, weathermould, double glazed, make good and decorate to match existing. | Door:Renew back door with any size 44mm softwood panelled, glazed or part glazed door prepared for glazing, hang on 1.5 pair butts, fix new mortice lock, furniture, keep, pair of bolts, softwood weathermould, adjust stops and ease rebates, cut out and make good to frame to suit new position of hinges, weathermould and lock, rebate door bottom as necessary and fit new water bar if required, laminated safety glass double glazed and decorate to match existing and remove waste and debris. | 483.9228
321507 |  | R | N | Y | N | JR | DOOR:RENEW SW PANELLED OR GLAZED FRONT DOOR | Carpentry and Joinery | External Doors | Doors - Ext Panelled or Glazed - Softwood | NO | 762.356 | Door:Renew front door with any size 44mm softwood panelled, glazed or part glazed door, hang on 1.5 pair butts, fix ironmongery, weathermould, double glazed, make good and decorate to match existing. | Door:Renew front door with any size 44mm softwood panelled, glazed or part glazed door prepared for glazing, hang on 1.5 pair butts, fix new mortice lock, furniture, keep, pair of bolts, cylinder latch and pull, security restraint device, letter plate including cutting mortice in door to suit, numerals, softwood weathermould, adjust stops, ease rebates, cut out and make good to frame to suit new position of butts, weathermould, lock and latch, rebate door bottom as necessary and fit new waterbar if required, laminated safety glass double glazed and decorate to match existing and remove waste and debris. | 762.356
321705 |  | R | N | Y | N | JR | DOOR:RENEW PM SW PANELLED OR GLAZED BACK DOOR | Carpentry and Joinery | External Doors | Doors - Ext Panelled or Glazed - Softwood | NO | 803.286 | Door:Renew back door with any size 44mm softwood panelled, glazed or part glazed purpose made door hang on 1.5 pair butts, fix ironmongery, double glazed, weathermould, make good, decorate. | Door:Renew back door with any size 44mm softwood panelled, glazed or part glazed purpose made door prepared for glazing, hang on 1.5 pair butts, fix new mortice lock, furniture, keep, pair of bolts, softwood weathermould, adjust stops and ease rebates, cut out and make good to frame to suit new position of hinges, weathermould and rebate door bottom as necessary and fit new water bar if required, laminated safety glass double glazed and decorate to match existing and remove waste and debris. | 803.286
321707 |  | R | N | Y | N | JR | DOOR:RENEW PM SW PANELLED OR GLAZED FRONT DOOR | Carpentry and Joinery | External Doors | Doors - Ext Panelled or Glazed - Softwood | NO | 1076.1603 | Door:Renew front door with any size 44mm softwood panelled, glazed or part glazed purpose made door hang on 1.5 pair butts, fix ironmongery, double glazed, weathermould, make good, decorate. | Door:Renew front door with any size 44mm softwood panelled, glazed or part glazed purpose made door prepared for glazing, hang on 1.5 pair butts, fix new mortice lock, furniture, keep, pair of bolts, cylinder latch and pull, security restraint device, letter plate including cutting mortice in door to suit, numerals, softwood weathermould, adjust stops, ease rebates, cut out and make good to frame to suit new position of butts, weathermould, lock and latch, rebate door bottom as necessary and fit new waterbar if required, laminated safety glass double glazed and decorate to match existing and remove waste and debris. | 1076.1603
322101 |  | R | N | Y | N | JR | DOOR:HIGH PERFORMANCE COMPOSITE BACK DOOR | Carpentry and Joinery | External Doors | Doors - External - High Performance - Composite | NO | 801.8199 | Door:Renew back door with any size proprietary composite high performance door or similar prefinished and preglazed, hang on 1.5 pair butts, fix ironmongery, proprietary weathermould, make good. | Door:Renew back door with any size proprietary composite high performance door or similar prefinished and preglazed with laminated safety glass, hang on 1.5 pair butts, including multipoint lock, door furniture, proprietary weathermould, weatherseals, adjust stops and ease rebates, cut out and make good to existing frame to suit new position of hinges, weathermould and lock, rebate door bottom as necessary and fit new water bar if required, touch up decorations to match existing and remove waste and debris. | 801.8199
322103 |  | R | N | Y | N | JR | DOOR:HIGH PERFORMANCE COMPOSITE FRONT DOOR | Carpentry and Joinery | External Doors | Doors - External - High Performance - Composite | NO | 877.7731 | Door:Renew front door with any size proprietary composite high performance door or similar prefinished and preglazed, hang on 1.5 pair butts, fix ironmongery proprietary weathermould, make good. | Door:Renew front door with any size proprietary composite high performance door or similar prefinished and preglazed with laminated safety glass, hang on 1.5 pair butts, including multipoint lock, door furniture, security restraint device, proprietary letter plate, numerals, proprietary weathermould, weather seals adjust stops and ease rebates, cut out and make good to existing frame to suit new position of butts, weathermould, lock and lock, rebate door bottom as necessary and fit new new waterbar if required, touch up decorations to match existing and remove waste and debris. | 877.7731
322115 |  | R | N | Y | N | JR | DOORSET:HIGH PERFORMANCE COMPOSITE FD30 BACK | Carpentry and Joinery | External Doors | Doors - External - High Performance - Composite | NO | 1543.6866 | Door:Renew back proprietary high performance GRP door, frame, cill, prefinished, preglazed, ironmongery, weathermould, sealant, make good, waste + debris. Undertaken by fire door certified operative. | Doorset:Renew back door with any size panelled, glazed or partially glazed or similar proprietary composite high performance 1/2 hour fire resitance door, prefinished, preglazed with laminated safety glass, prehung to and including proprietary door frame and cill, weatherseals, acoustic, intumescent and smoke seals, including new multipoint lock, door closer, door furniture, proprietary weathermould, fix frame and cill to structure, seal around frame and cill, make good and remove waste and debris. Undertaken by a fire door certified operative eg. BMTRADA or other approved certified body. | 1543.6866
322117 |  | R | N | Y | N | JR | DOORSET:HIGH PERFORMANCE COMPOSITE FD30 FRONT | Carpentry and Joinery | External Doors | Doors - External - High Performance - Composite | NO | 1625.0272 | Door:Renew front proprietary high performance GRP door, frame, cill, prefinished, preglazed, ironmongery, weathermould, sealant, make good, waste + debris. Undertaken by fire door certified operative. | Doorset:Renew front door with any size panelled, glazed or partially glazed or similar proprietary composite high performance 1/2 hour fire resistance door, prefinished, preglazed, with laminated safety glass, prehung to and including proprietary door frame and cill, weatherseals, acoustic, intumescent and smoke seals,including new multipoint lock, door closer, door furniture, keeps, pair of bolts, security restraint device, proprietary letter plate, numerals, proprietary weathermould, fix frame and cill to structure, seal around frame and cill, make good and remove waste and debris. Undertaken by a fire door certified operative eg. BMTRADA or other approved certified body. | 1625.0272
322119 |  | R | N | Y | N | JR | DOORSET:HIGH PERFORMANCE COMPOSITE LBS | Carpentry and Joinery | External Doors | Doors - External - High Performance - Composite | NO | 791.4739 | Doorset:Renew door with any size proprietary composite high performance ledged, braced and boarded door prefinished, prehung proprietary door frame and cill, seals, multilock, ironmongery, make good. | Doorset:Renew door with any size proprietary composite high performance ledged, braced and boarded door or similar prefinished, prehung to and including proprietary door frame and cill, weatherseals, acoustic, intumescent and smoke seals, including new multipoint lock, door furniture, keeps, proprietary weathermould, fix frame and cill to structure, seal around frame and cill, make good and remove waste and debris. | 791.4739
322201 |  | R | N | Y | N | JR | DOORSET:FD30S DOORSET | Carpentry and Joinery | External Doors | Doorsets - FD30S | NO | 1472.9005 | Doorset:Renew any ext/comm door with any size panelled, fire rated glazed/part glazed proprietary composite FD30S doorset, prefinished, ironmongery, seals. Undertaken by fire door certified operative. | Doorset:Renew any external or communal door with any size panelled, glazed or partially glazed or similar proprietary composite steel with CFC free rigid foam insulation core or GRP with CFC free rigid phenolic foam insulation composite high performance FD30S doorset, prefinished, preglazed, with fire rated glass and prehung to and including factory applied coated hardwood door frame, including new multipoint lock, door furniture, keeps, cylinder lock with thumb turn, proprietary fire rated letter plate, numerals, self-closer, proprietary drop down door threshold, fix frame and threshold to structure, seal around frame and threshold, complete with all weatherseals, acoustic, intumescent and smoke seals, make good and remove waste and debris. Undertaken by a fire door certified operative eg. BMTRADA or other approved certified body. | 1472.9005
322203 |  | R | N | Y | N | JR | DOORSET:FD30S DOORSET FANLIGHT NE 0.50SM | Carpentry and Joinery | External Doors | Doorsets - FD30S | NO | 1803.9356 | Doorset:Renew any ext/comm door with any size panelled, fire rated glazed/part glazed proprietary composite FD30S doorset with fanlight ne 0.50sm. Undertaken by fire door certified operative. | Doorset:Renew any external or communal door with any size panelled, glazed or partially glazed or similar proprietary composite steel with CFC free rigid foam insulation core or GRP with CFC free rigid phenolic foam insulation composite high performance FD30S doorset, prefinished, preglazed, with fire rated glass and prehung to and including factory applied coated hardwood door frame and fanlight ne 0.50sm, including new multipoint lock, door furniture, keeps, cylinder lock with thumb turn, proprietary fire rated letter plate, numerals, self-closer, proprietary drop down door threshold, fix frame and threshold to structure, seal around frame and threshold, complete with all weatherseals, acoustic, intumescent and smoke seals make good and remove waste and debris. Undertaken by a fire door certified operative eg. BMTRADA or other approved certified body. | 1803.9356
322205 |  | R | N | Y | N | JR | DOORSET:FD30S DOORSET FANLIGHT NE1.00SM | Carpentry and Joinery | External Doors | Doorsets - FD30S | NO | 2207.492 | Doorset:Renew any ext/comm door with any size panelled, fire rated glazed/part glazed proprietary composite FD30S doorset with fanlight over 0.5sm. Undertaken by fire door certified operative. | Doorset:Renew any external or communal door with any size panelled, glazed or partially glazed or similar proprietary composite steel with CFC free rigid foam insulation core or GRP with CFC free rigid phenolic foam insulation composite high performance FD30S doorset, prefinished, preglazed, with fire rated glass and prehung to and including factory applied coated hardwood door frame and fanlight over 0.50 and ne 1.00sm, including new multipoint lock, door furniture, keeps, cylinder lock with thumb turn, proprietary fire rated letter plate, numerals, self-closer, proprietary drop down door threshold, fix frame and threshold to structure, seal around frame and threshold, complete with all weatherseals, acoustic, intumescent and smoke seals make good and remove waste and debris. Undertaken by a fire door certified operative eg. BMTRADA or other approved certified body. | 2207.492
322207 |  | R | N | Y | N | JR | DOORSET:FD30S DOORSET SIDELIGHT NE 1.00SM | Carpentry and Joinery | External Doors | Doorsets - FD30S | NO | 2394.032 | Doorset:Renew any ext/comm door with any size panelled, fire rated glazed/part glazed proprietary composite FD30S doorset with fan/sidelight ne 1.00sm. Undertaken by fire door certified operative. | Doorset:Renew any external or communal door with any size panelled, glazed or partially glazed or similar proprietary composite steel with CFC free rigid foam insulation core or GRP with CFC free rigid phenolic foam insulation composite high performance FD30S doorset, prefinished, preglazed, with fire rated glass and prehung to and including factory applied coated hardwood door frame and sidelight ne 1.00sm, including new multipoint lock, door furniture, keeps, cylinder lock with thumb turn, proprietary fire rated letter plate, numerals, self-closer, proprietary drop down door threshold, fix frame and threshold to structure, seal around frame and threshold, complete with all weatherseals, acoustic, intumescent and smoke seals, make good and remove waste and debris. Undertaken by a fire door certified operative eg. BMTRADA or other approved certified body. | 2394.032
322209 |  | R | N | Y | N | JR | DOORSET:FD30S DOORSET SIDELIGHT OVER 1.00SM | Carpentry and Joinery | External Doors | Doorsets - FD30S | NO | 2978.9384 | Doorset:Renew any ext/comm door with any size panelled, fire rated glazed/part glazed proprietary composite FD30S doorset with sidelight ne 1.00sm. Undertaken by fire door certified operative. | Doorset:Renew any external or communal door with any size panelled, glazed or partially glazed or similar proprietary composite steel with CFC free rigid foam insulation core or GRP with CFC free rigid phenolic foam insulation composite high performance FD30S doorset, prefinished, preglazed, with fire rated glass and prehung to and including factory applied coated hardwood door frame and sidelight exceeding 1.00sm, including new multipoint lock, door furniture, keeps, cylinder lock with thumb turn, proprietary fire rated letter plate, numerals, self-closer, proprietary drop down door threshold, fix frame and threshold to structure, seal around frame and threshold, complete with all weatherseals, acoustic, intumescent and smoke seals, make good and remove waste and debris. Undertaken by a fire door certified operative eg. BMTRADA or other approved certified body. | 2978.9384
322211 |  | R | N | Y | N | JR | DOORSET:FD30S DOORSET FANLIGHT SIDELIGHT NE 1SM | Carpentry and Joinery | External Doors | Doorsets - FD30S | NO | 3324.5049 | Doorset:Renew any ext/comm door with any size panelled, fire rated glazed/part glazed proprietary composite FD30S doorset with fan/sidelight ne 0.50sm. Undertaken by fire door certified operative. | Doorset:Renew any external or communal door with any size panelled, glazed or partially glazed or similar proprietary composite steel with CFC free rigid foam insulation core or GRP with CFC free rigid phenolic foam insulation composite high performance FD30S doorset, prefinished, preglazed, with fire rated glass and prehung to and including factory applied coated hardwood door frame and fanlight not execceding 0.50sm and sidelight ne 1.00sm, including new multipoint lock, door furniture, keeps, cylinder lock with thumb turn, proprietary fire rated letter plate, numerals, self-closer, proprietary drop down door threshold, fix frame and threshold to structure, seal around frame and threshold, complete with all weatherseals, acoustic, intumescent and smoke seals, make good and remove waste and debris. Undertaken by a fire door certified operative eg. BMTRADA or other approved certified body. | 3324.5049
322213 |  | R | N | Y | N | JR | DOORSET:FD30S DOORSET FANLIGHT SIDELIGHT OVER 1SM | Carpentry and Joinery | External Doors | Doorsets - FD30S | NO | 3747.261 | Doorset:Renew any ext/comm door with any size panelled, fire rated glazed/part glazed proprietary composite FD30S doorset with fan/sidelight over 0.50sm. Undertaken by fire door certified operative. | Doorset:Renew any external or communal door with any size panelled, glazed or partially glazed or similar proprietary composite steel with CFC free rigid foam insulation core or GRP with CFC free rigid phenolic foam insulation composite high performance FD30S doorset, prefinished, preglazed, with fire rated glass and prehung to and including factory applied coated hardwood door frame and fanlight ne 1.00sm and sidelight exceeding 1.00sm, including new multipoint lock, door furniture, keeps, cylinder lock with thumb turn, proprietary fire rated letter plate, numerals, self-closer, proprietary drop down door threshold, fix frame and threshold to structure, seal around frame and threshold, complete with all weatherseals, acoustic, intumescent and smoke seals, make good and remove waste and debris. Undertaken by a fire door certified operative eg. BMTRADA or other approved certified body. | 3747.261
323001 |  | R | N | Y | N | JR | DOOR:RENEW FLUSH EXTERNAL | Carpentry and Joinery | External Doors | Doors - External - Flush | NO | 340.5414 | Door:Renew communal door with any size external quality flush door all ironmongery, weathermould, adjust stops, weatherseals, decorate to match existing and remove waste and debris. | Door:Renew communal door with any size external quality flush door and hang on 1.5 pair butts, fix new mortice dead lock, furniture and keep, including cutting/adapting mortice in door to suit, fix new weathermould, adjust stops, ease rebates, fix seals etc., cut out and make good to frame to suit new position of butts, weathermould, lock, rebate door bottom as necessary and fit new waterbar if required complete with all weatherseals, decorate to match existing and remove waste and debris. | 340.5414
323003 |  | R | N | Y | N | JR | DOOR:RENEW FLUSH GLAZED EXTERNAL | Carpentry and Joinery | External Doors | Doors - External - Flush | NO | 405.6753 | Door:Renew communal door with any size external quality flush door with glazed 6.8mm laminated safety glass panel, ironmongery, weathermould, weatherseals, decorate to match existing, remove debris. | Door:Renew communal door with any size external quality flush door with glazed 6.8mm laminated safety glass panel and hang on 1.5 pair butts, fix new mortice dead lock, furniture and keep, including cutting/adapting mortice in door to suit, fix new weathermould, adjust stops, ease rebates, fix seals etc., cut out and make good to frame to suit new position of butts, weathermould, lock, rebate door bottom as necessary and fit new waterbar if required complete with all weatherseals, decorate to match existing and remove waste and debris. | 405.6753
323101 |  | R | N | Y | N | JR | DOOR:RENEW FD30 FLUSH FRONT DOOR | Carpentry and Joinery | External Doors | Doors - External - Firecheck Flush | NO | 574.0125 | Door:Renew front door with 0.50hr flush firecheck door and hang on 1.5 pair butts, ironmongery, weathermould, intumescent strips etc, make good, decorate. Undertaken by fire door certified operative. | Door:Renew front door with any size 0.50hr flush firecheck door and hang on 1.5 pair butts, fix new mortice lock, furniture and keep, pair bolts, cylinder latch and pull, door closer, security restraint device, fire rated letter plate including cutting/adapting mortice in door to suit, numerals, fix new weathermould, adjust stops, ease rebates, fix intumescent strips seals etc., cut out and make good to frame to suit new position of butts, weathermould, lock and latch, rebate door bottom as necessary and fit new waterbar if required complete with all weatherseals, acoustic, intumescent and smoke seals, and decorate to match existing and remove waste and debris. Undertaken by a fire door certified operative eg. BMTRADA or other approved certified body. | 574.0125
323103 |  | R | N | Y | N | JR | DOOR:RENEW FD60 FLUSH FRONT DOOR | Carpentry and Joinery | External Doors | Doors - External - Firecheck Flush | NO | 762.2995 | Door:Renew front door with 1.00hr flush firecheck door and hang on 1.5 pair butts, ironmongery, weathermould, intumescent strips etc, make good, decorate. Undertaken by fire door certified operative. | Door:Renew front door with any size 1.00hr flush firecheck door and hang on 1.5 pair butts, fix new mortice lock, furniture and keep, pair bolts, cylinder latch and pull, security restraint device letter plate including cutting/adapting mortice in door to suit, numerals, fix new weathermould, adjust stops, ease rebates, fix intumescent strips, seals etc., cut out and make good to frame to suit new position of butts, weathermould, lock and latch, rebate door bottom as necessary and fit new waterbar if required and decorate to match existing internally and prepare for decoration externally and remove waste and debris. Undertaken by a fire door certified operative eg. BMTRADA or other approved certified body. | 762.2995
323105 |  | R | N | Y | N | JR | DOOR:RENEW FD30 FLUSH COMMUNAL DOOR | Carpentry and Joinery | External Doors | Doors - External - Firecheck Flush | NO | 416.4256 | Door:Renew comm door with 0.50hr FD30 flush firecheck door, hang on 1.5 pair butts, ironmongery, weathermould, intumescent strips etc, make good, decorate. Undertaken by fire door certified operative. | Door:Renew communal door with any size half hour FD30 flush firecheck door and hang on 1.5 pair butts, fix new mortice dead lock, furniture and keep, door closer, including cutting/adapting mortice in door to suit, fix new weathermould, adjust stops, ease rebates, fix intumescent strips seals etc., cut out and make good to frame to suit new position of butts, weathermould, lock, rebate door bottom as necessary and fit new waterbar if required and decorate to match existing internally and prepare for redecoration externally and remove waste and debris. Undertaken by a fire door certified operative eg. BMTRADA or other approved certified body. | 416.4256
323107 |  | R | N | Y | N | JR | DOOR:RENEW FD60 FLUSH COMMUNAL DOOR | Carpentry and Joinery | External Doors | Doors - External - Firecheck Flush | NO | 568.1082 | Door:Renew comm door with 1.00hr FD60 flush firecheck door, hang on 1.5 pair butts, ironmongery, weathermould, intumescent strips etc, make good, decorate. Undertaken by fire door certified operative. | Door:Renew communal door with any size one hour FD60 flush firecheck door and hang on 1.5 pair butts, fix new firecheck door and hang on 1.5 pair butts, fix new mortice dead lock, furniture and keep, door closer, including cutting/adapting mortice in door to suit, fix new weathermould, adjust stops, ease rebates, fix intumescent strips seals etc., cut out and make good to frame to suit new position of butts, weathermould, lock, rebate door bottom as necessary and fit new waterbar if required and decorate to match existing internally and prepare for redecoration externally and remove waste and debris. Undertaken by a fire door certified operative eg. BMTRADA or other approved certified body. | 568.1082
323501 |  | R | N | Y | N | JR | DOORSET:RENEW PVCU PANELLED GLAZED DOOR AND FRAME | Carpentry and Joinery | External Doors | Doors - External - PVCu Residential Type | NO | 497.2167 | Doorset:Renew any type door and frame with any size PVCu panelled/part glazed door, double glazed PVCu frame, prehung, complete with multipoint locking system, handles, threshold weather seals. | Doorset:Renew any type door and frame with any size PVCu panelled/half glazed door, double glazed internally with 20mm thick, hermetically sealed unit, PVCu frame, prehung, complete with multipoint locking system, handles, threshold and integral weather seals, remove existing and fix new to prepared opening using cleats or screw bolts, seal around externally with flexible foam strip and silicone sealant, make good all finishes internally and externally, and remove waste and debris. | 497.2167
323503 |  | R | N | Y | N | JR | DOORSET:RENEW PVCU 2 PANEL DOOR AND FRAME | Carpentry and Joinery | External Doors | Doors - External - PVCu Residential Type | NO | 536.6574 | Doorset:Renew any type door and frame with any size PVCu two panel/half glazed door, double glazed PVCu frame, prehung, complete with multipoint locking system, handles, threshold weather seals. | Doorset:Renew any type door and frame with any size PVCu two panel/half glazed door, double glazed internally with hermetically sealed unit, PVCu frame, prehung, complete with multipoint locking system, handles, threshold and integral weather seals, remove existing and fix new to prepared opening using cleats or screw bolts, seal around externally with flexible foam strip and silicone sealant, make good all finishes internally and externally. | 536.6574
323505 |  | R | N | Y | N | JR | DOOR:RENEW PVCU PANELLED GLAZED DOOR | Carpentry and Joinery | External Doors | Doors - External - PVCu Residential Type | NO | 404.7633 | Door:Renew any door with any size PVCu panelled/part glazed door, double glazed hanging to existing PVCu frame on new hinges, multipoint locking system, handles, threshold weather seals. | Door:Renew any door with any size PVCu panelled/half glazed door, double glazed internally with hermetically sealed unit hanging to existing PVCu frame on new hinges, complete with multipoint locking system, handles, threshold and integral weather seals, remove existing door and clear away, make good all finishes internally and externally. | 404.7633
323507 |  | R | N | Y | N | JR | DOOR:RENEW PVCU 2 PANEL DOOR | Carpentry and Joinery | External Doors | Doors - External - PVCu Residential Type | NO | 416.4633 | Door:Renew any door with any size PVCu two panel/half glazed door, double glazed, hang to existing PVCu frame on new hinges, multipoint locking system, handles, threshold weather seals. | Door:Renew any door with any size PVCu two panel/half glazed door, double glazed internally with hermetically sealed unit, hanging to existing PVCu frame on new hinges, complete with multipoint locking system, handles, threshold and integral weather seals, and remove waste and debris, make good all finishes internally and externally. | 416.4633
323509 |  | R | N | Y | N | JR | DOOR:RENEW PVCU TILT AND TURN FRENCH DOOR | Carpentry and Joinery | External Doors | Doors - External - PVCu Residential Type | IT | 1222.4512 | Door:Renew any type door and frame with pair of any size ne 5.00sm PVCu french tilt/turn door, double glazed, PVCu frame, prehung, multipoint locking system, handles, threshold weather seals. | Door:Renew any type door and frame with pair of any size ne 5.00sm PVCu french tilt/turn door, double glazed internally 20mm thick, hermetically sealed unit, PVCu frame, prehung, complete with multipoint locking system, handles, threshold and integral weather seals, remove existing and fix new to prepared opening using cleats or screw bolts, seal around externally with flexible foam strip and silicone sealant, make good all finishes internally and externally. | 1222.4512
324101 |  | U | Y | N | Y | JR | DOOR:EASE ADJUST INCLUDING REMOVE | Carpentry and Joinery | External Doors | Doors - External - Repairs - Timber | NO | 19.6017 | Door:Ease and adjust door, hung on upto 1.5 pairs of butt hinges, including remove and rehang door as necessary and make good to butt recesses to frame and touch up decorations. | Door:Ease and adjust door, hung on upto 1.5 pairs of butt hinges, including remove and rehang door as necessary and make good to butt recesses to frame and touch up decorations and remove waste and debris. | 19.6017
324107 |  | R | N | N | N | JR | DOOR:REFIX LOOSE GLAZING BEADS | Carpentry and Joinery | External Doors | Doors - External - Repairs - Timber | NO | 10.2571 | Door:Refix loose glazing beads to door including bedding and sealing with sealant (per door). | Door:Refix loose glazing beads to door including bedding and sealing with sealant (per door). | 10.2571
324109 |  | R | N | N | N | JR | DOOR:RENEW PLYWOOD PANEL | Carpentry and Joinery | External Doors | Doors - External - Repairs - Timber | NO | 38.9731 | Door:Renew 9mm external quality plywood panel size 610x610mm to door, including remove weatherseal, refix or renew beads, renew weatherseal and decorate to match existing. | Door:Renew 9mm external quality plywood panel size 610x610mm to door or frame, including remove weatherseal, refix or renew beads, bedded in putty or silicone sealant, renew weatherseal and decorate to match existing and remove waste and debris. | 38.9731
324110 |  | R | N | Y | N | JR | DOOR:REFIX PLYWOOD PANEL | Carpentry and Joinery | External Doors | Doors - External - Repairs - Timber | SM | 31.4968 | Door:Remove and refix external quality plywood panel to door or frame, remove weatherseal, refix or renew beads, sealant, renew weatherseal, touch up decorations, remove waste and debris. | Door:Remove and refix external quality plywood panel to door or frame, including remove weatherseal, refix or renew beads, bedded in putty or silicone sealant, renew weatherseal and touch up decorations to match existing and remove waste and debris. | 31.4968
324111 |  | R | N | N | N | JR | DOOR:PATCH OR REPAIR DOOR STILE | Carpentry and Joinery | External Doors | Doors - External - Repairs - Timber | NO | 31.8193 | Door:Patch, repair hanging or closing stile of softwood door including cut out and splice in new timber upto 600mm long, decorate to match existing and remove waste and debris. | Door:Patch, repair hanging or closing stile of softwood door including cut out and splice in new timber upto 600mm long, decorate to match existing and remove waste and debris. | 31.8193
324113 |  | R | N | N | N | JR | DOOR:RENEW SOFTWOOD DOOR STILE | Carpentry and Joinery | External Doors | Doors - External - Repairs - Timber | IT | 88.7378 | Door:Renew closing stile to softwood door, take off, rehang door, remove, refix hinges, cut out defective stile, remove, refix panels and beads, remove, refix ironmongery, ease, adjust, redecorate. | Door:Renew closing stile to softwood door, remove glass or plywood panels and beads and set aside, take down door and remove hinges, remove ironmongery and set aside, cut out defective stile to top, bottom rails, refix glass or plywood panels and beads, refix ironmongery, ease and adjust door, decorate to match existing and remove waste and debris. | 88.7378
324115 |  | R | N | N | N | JR | DOOR:SUPPLY AND FIX WEATHERBOARD | Carpentry and Joinery | External Doors | Doors - External - Repairs - Timber | NO | 18.4069 | Door:Supply and fix preservative treated redwood weatherboard to door, bedded and pointed in sealant, cut out base of door frame to accommodate weatherboard and decorate to match existing. | Door:Supply and fix preservative treated redwood weatherboard to door, bedded and pointed in sealant, cut out base of door frame to accommodate weatherboard and decorate to match existing and remove waste and debris. | 18.4069
324116 |  | U | N | N | Y | JR | DOOR:RENEW WEATHERBOARD | Carpentry and Joinery | External Doors | Doors - External - Repairs - Timber | NO | 24.8433 | Door:Renew preservative treated redwood weatherboard to door, bedded and pointed in sealant, cut out base of door frame to accommodate weatherboard and decorate to match existing. | Door:Remove existing and supply and fix preservative treated redwood weatherboard to door, bedded and pointed in sealant, cut out base of door frame to accommodate weatherboard and decorate to match existing and remove waste and debris. | 24.8433
324117 |  | R | N | N | N | JR | DOOR:PROVIDE HARDWOOD RAIN DEFLECTOR | Carpentry and Joinery | External Doors | Doors - External - Repairs - Timber | NO | 18.1481 | Door:Supply and fix 50x19mm hardwood bevelled rain deflector with neoprene or rubber flexible pad at bottom, bedded in sealant and screwed to face of door. | Door:Supply and fix 50x19mm hardwood bevelled rain deflector with neoprene or rubber flexible pad at bottom, bedded in sealant and screwed to face of door. | 18.1481
324119 |  | R | N | N | N | JR | DOOR:RENEW HARDWOOD GLAZING BEADS | Carpentry and Joinery | External Doors | Doors - External - Repairs - Timber | LM | 14.3225 | Door:Renew with preservative treated hardwood rebated, splayed, twice rounded glazing beads of any size and profile, mitres and ends to door, bedding/pointing with sealant, decorate to match. | Door:Renew with preservative treated hardwood rebated splayed and twice rounded glazing beads of any size and of any profile including mitres and ends to door, bedding and pointing with sealant and decorate to match existing and remove waste and debris. | 14.3225
324121 |  | R | N | N | N | JR | DOOR:RENEW HARDWOOD DOOR STILE | Carpentry and Joinery | External Doors | Doors - External - Repairs - Timber | IT | 133.2746 | Door:Renew closing stile to hardwood door, take off, rehang door, remove, refix hinges, cut out defective stile, remove, refix panels and beads, remove, refix ironmongery, ease and adjust door. | Door:Renew closing stile to hardwood door, remove glass or plywood panels and beads and set aside, take down door and remove hinges, remove ironmongery and set aside, cut out defective stile to top, middle and bottom rails, refix glass or plywood panels and beads, refix ironmongery, ease and adjust door, decorate to match existing and remove waste and debris. | 133.2746
324123 |  | U | N | N | Y | JR | DOOR:OVERHAUL EXTERNAL COMPLETE | Carpentry and Joinery | External Doors | Doors - External - Repairs - Timber | NO | 111.7602 | Door:Overhaul external door and frame complete, refix all ironmongery, piece out, make good, resecure architraves, rehang door on 1.5 pair of butt hinges, ease, adjust, touch up decorations. | Door:Overhaul external door and frame complete, remove all iron- mongery, piece out door, frame and architraves where ironmongery removed make good any damage, defects to timber, resecure architraves if loose, rehang door on 1.5 pair of butt hinges, ease and adjust, touch up decorations to match existing and remove waste and debris. | 111.7602
324125 |  | U | N | N | Y | JR | DOOR:OVERHAUL EXTERNAL COMPLETE FANLIGHT | Carpentry and Joinery | External Doors | Doors - External - Repairs - Timber | NO | 133.9785 | Door:Overhaul external door and frame and fanlight complete, remove all ironmongery, piece out make good, resecure beads, architraves, rehang door on 1.5 pair of hinges, ease, adjust, reglaze fanlight | Door:Overhaul external door and frame with fanlight complete, remove all ironmongery, piece out door, frame, and architraves where ironmongery removed make good any damage, defects to timber, resecure glazing beads, architraves if loose, rehang door on 1.5 pair of butt hinges, ease and adjust, reglaze fanlight as necessary to BS 6262, touch up decorations to match existing and remove waste and debris. | 133.9785
325101 |  | R | N | N | N | JR | DOOR:RENEW ANY BUTT HINGE TO PVCU/COMPOSITE | Carpentry and Joinery | External Doors | Doors - External - Repairs - PVCu/Composite | NO | 17.5631 | Door:Renew any butt hinge to PVCu or composite door. | Door:Renew any butt hinge to PVCu or composite door. | 17.5631
325103 |  | E | Y | N | Y | JR | DOOR:OVERHAUL MULTIPOINT LOCK TO PVCU/COMPOSITE | Carpentry and Joinery | External Doors | Doors - External - Repairs - PVCu/Composite | IT | 16.8223 | Door:Overhaul and lubricate multipoint locking system to PVCu or composite door. | Door:Overhaul and lubricate multipoint locking system to PVCu or composite door. | 16.8223
325105 |  | U | N | N | Y | JR | DOOR:RENEW MULTIPOINT LOCK TO PVCU/COMPOSITE | Carpentry and Joinery | External Doors | Doors - External - Repairs - PVCu/Composite | NO | 147.019 | Door:Renew any defective or broken multipoint door locking system complete, adapt keep if necessary, including remove existing, test and leave in proper working order and remove waste and debris. | Door:Renew any defective or broken multipoint door locking system complete to PVCu or composite door, adapt keep if necessary, including remove existing, test and leave in working proper working order and remove waste and debris. | 147.019
325107 |  | U | N | N | Y | JR | DOOR:ADJUST LOCK TO PVCU/COMPOSITE | Carpentry and Joinery | External Doors | Doors - External - Repairs - PVCu/Composite | NO | 36.2785 | Door:Carefully remove existing PVCu or composite door lock, ease and adjust door in order to ensure correct working, refix existing lock. | Door:Carefully remove existing PVCu or composite door lock, ease and adjust door in order to ensure correct working, refix existing lock. | 36.2785
325109 |  | U | N | N | Y | JR | DOOR:RENEW LOCK CYLINDER TO PVCU/COMPOSITE | Carpentry and Joinery | External Doors | Doors - External - Repairs - PVCu/Composite | NO | 42.1294 | Door:Renew any type of lock cylinder to PVCu door drilling out old cylinder, replacing with new matching cylinder complete with 2 No. keys, make good, test, leave in proper working order. | Door:Renew any type of lock cylinder to PVCu or composite door including drilling out old cylinder, replacing with new matching cylinder complete with 2 No. keys, make good, test and leave in proper working order and remove waste and debris. | 42.1294
325111 |  | U | N | N | Y | JR | DOOR:RENEW LOCK CATCH OR KEEP TO PVCU/COMPOSITE | Carpentry and Joinery | External Doors | Doors - External - Repairs - PVCu/Composite | NO | 18.4486 | Door:Renew any door catch or keep to PVCu or composite door including all adjustment and making good necessary. | Door:Renew any door catch or keep to PVCu or composite door including all adjustment and making good necessary. | 18.4486
325113 |  | U | N | N | Y | JR | DOOR:REPAIR HANDLES TO PVCU/COMPOSITE | Carpentry and Joinery | External Doors | Doors - External - Repairs - PVCu/Composite | NO | 19.6017 | Door:Repair any type of door handle to PVCu or composite door including carefully removing and refixing as necessary and making good. | Door:Repair any type of door handle to PVCu or composite door including carefully removing and refixing as necessary and making good. | 19.6017
325115 |  | U | N | N | Y | JR | DOOR:RENEW HANDLES TO PVCU/COMPOSITE | Carpentry and Joinery | External Doors | Doors - External - Repairs - PVCu/Composite | NO | 40.5265 | Door:Carefully remove existing pair of lever handles and plates and remove from site, provide and fix new set of lever handles and plates to PVCu or composite door (per set). | Door:Carefully remove existing pair of lever handles and plates and remove from site, provide and fix new set of lever handles and plates to PVCu or composite door (per set). | 40.5265
325117 |  | U | N | N | Y | JR | DOOR:OVERHAUL PVCU/COMPOSITE | Carpentry and Joinery | External Doors | Doors - External - Repairs - PVCu/Composite | NO | 62.6035 | Door:Overhaul any PVCu or composite door, remove door from frame, ease, adjust foot of door, adjust door locking mechanisms, hinges to ensure door operates correctly, rehang door to existing frame. | Door:Overhaul any type of PVCu/composite glazed door, including remove door from frame, adjust door locking mechanisms and hinges to ensure that door operates correctly, rehang door, remove, refix or renew ironmongery as necessary, check lubricate operating mechanisms, renew gaskets and seals, make good and test. | 62.6035
325123 |  | U | N | N | Y | JR | DOOR:RENEW PANEL NE 0.5SM TO PVCU/COMPOSITE | Carpentry and Joinery | External Doors | Doors - External - Repairs - PVCu/Composite | NO | 73.4764 | Door:Renew or supply and fix composite insulated panel PVCu faced both sides to PVCu door, fixed with PVCu trim, beading, carefully removing existing panel or glazing, make good, any size ne 0.50sm. | Door:Renew or supply and fix composite insulated panel PVCu faced both sides to PVCu or composite door, fixed with and including matching PVCu trim and beading, carefully remove existing defective and redundant panel or glazing and making good, any size ne 0.50sm and remove waste and debris. | 73.4764
325125 |  | U | N | N | Y | JR | DOOR:RENEW PANEL 0.5-1.0SM TO PVCU/COMPOSITE | Carpentry and Joinery | External Doors | Doors - External - Repairs - PVCu/Composite | NO | 97.1923 | Door:Renew or supply and fix composite insulated panel PVCu faced both sides to PVCu door, fixed with PVCu trim, beading, carefully removing existing panel or glazing, make good, any size ne 1.00sm. | Door:Renew or supply and fix composite insulated panel PVCu faced both sides to PVCu or composite door, fixed with and including matching PVCu trim and beading, carefully remove existing defective and redundant panel or glazing and making good, any size over 0.50sm and ne 1.00sm and remove waste and debris. | 97.1923
325127 |  | R | N | Y | N | JR | DOOR:RENEW LETTERPLATE TO PVCU/COMPOSITE | Carpentry and Joinery | External Doors | Doors - External - Repairs - PVCu/Composite | NO | 60.3762 | Door:Carefully remove existing telescopic letter plate and remove from site, provide and fix new telescopic letter plate to PVCu or composite door. | Door:Carefully remove existing telescopic letter plate and remove from site, provide and fix new telescopic letter plate to PVCu or composite door. | 60.3762
325129 |  | R | N | Y | N | JR | DOOR:RENEW DRAUGHT-PROOFING TO PVCU/COMPOSITE | Carpentry and Joinery | External Doors | Doors - External - Repairs - PVCu/Composite | NO | 50.6886 | Door:Carefully remove existing draught-proofing around frame and remove from site, provide and fix new PVCu or neoprene draught-proofing to PVCu or composite door frame. | Door:Carefully remove existing draught-proofing around frame and remove from site, provide and fix new PVCu or neoprene draught-proofing to PVCu or composite door frame. | 50.6886
325131 |  | R | N | Y | N | JR | DOOR:RENEW DOOR CLOSER TO PVCU/COMPOSITE | Carpentry and Joinery | External Doors | Doors - External - Repairs - PVCu/Composite | NO | 56.8311 | Door:Carefully remove existing surface mounted door closer and remove from site, provide and fix new surface mounted door closer to PVCu or composite door. | Door:Carefully remove existing surface mounted door closer and remove from site, provide and fix new surface mounted door closer to PVCu or composite door. | 56.8311
325133 |  | R | N | Y | N | JR | DOOR:RENEW THRESHOLD TO PVCU/COMPOSITE | Carpentry and Joinery | External Doors | Doors - External - Repairs - PVCu/Composite | NO | 38.1448 | Door:Carefully remove existing threshold plate and remove from site, provide and fix new drop down threshold plate to PVCu or composite. | Door:Carefully remove existing threshold plate and remove from site, provide and fix new drop down threshold plate to PVCu or composite. | 38.1448
326105 |  | U | Y | N | Y | JR | DOOR:EASE OIL AND ADJUST STEEL | Carpentry and Joinery | External Doors | Doors - External - Galvanised Steel (Crittal) | NO | 19.6017 | Door:Ease including force open if necessary, strip paint, file and grind edges, ease and oil hinges to steel door and touch up decorations. | Door:Ease including force open if necessary, strip paint, file and grind edges, ease and oil hinges to steel door. | 19.6017
326107 |  | R | N | N | N | JR | DOOR:RENEW LOCK TO STEEL | Carpentry and Joinery | External Doors | Doors - External - Galvanised Steel (Crittal) | NO | 78.7672 | Door:Renew lock to any Crittall type of steel door including remove existing and fix new, make all necessary adjustments to door frame, make good decorations and provide 2 No. keys. | Door:Renew lock to any Crittall type of steel door including remove existing and fix new, make all necessary adjustments to door frame, make good decorations and provide 2 No. keys and remove waste and debris. | 78.7672
326109 |  | R | N | N | N | JR | DOOR:OVERHAUL METAL | Carpentry and Joinery | External Doors | Doors - External - Galvanised Steel (Crittal) | NO | 56.7535 | Door:Overhaul any type of metal door dismantle/reassemble as necessary, adjusting door, remove, refit or renew ironmongery as necessary, renew sealants, touch up decorations, remove waste and debris. | Door:Overhaul any type of metal door dismantle as necessary and subsequently reassemble including freeing, easing oiling and adjusting door to give correct operation, including file and grind edges, renew fixing screws, remove, refit or renew ironmongery as necessary, rake out and renew defective putty and mastic, touch up decorations to match existing, and remove waste and debris. | 56.7535
326111 |  | U | N | N | Y | JR | DOORS:CARRY OUT WELDED REPAIR | Carpentry and Joinery | External Doors | Doors - External - Galvanised Steel (Crittal) | LM | 34.5178 | Doors:Make weld or continuous fillets or seems or similar in repair. | Doors:Make weld or continuous fillets or seems or similar in repair. | 34.5178
326121 |  | R | N | Y | N | JR | FRAME:RENEW METAL EXT DOOR COMPLETE | Carpentry and Joinery | External Doors | Doors - External - Galvanised Steel (Crittal) | NO | 452.8063 | Frame:Renew external door frame with rebated metal frame to suit any size single door, set aside door, bed frame, fix to brickwork, sealant, rehang door, make good, decorate, remove waste and debris. | Frame:Renew external door frame with rebated metal door frame to suit any size single door, remove existing door and set aside, take out existing frame and bed new frame in cement mortar, plugged and screwed to brickwork and pointed with sealant, rehang door, ease and adjust, make good all works disturbed including refix or renew any internal beads, architraves etc., and decorate to match existing internally and prepare for redecoration externally and remove waste and debris. | 452.8063
327101 |  | U | Y | N | Y | JR | DOOR:EASE OIL AND ADJUST ALUMINIUM | Carpentry and Joinery | External Doors | Doors - External - Aluminium | NO | 14.0428 | Door:Ease including force open if necessary, strip paint, file and grind edges, ease and oil hinges to aluminium door and touch up decorations. | Door:Ease including force open if necessary, strip paint, file and grind edges, ease and oil hinges to aluminium door and touch up decorations. | 14.0428
327103 |  | U | N | N | Y | JR | DOOR:RENEW LOCK TO ALUMINIUM | Carpentry and Joinery | External Doors | Doors - External - Aluminium | NO | 78.7672 | Door:Renew lock to any type of aluminium door including remove existing and fix new, make all necessary adjustments to door and frame, make good decorations and provide 2 No. keys. | Door:Renew lock to any type of aluminium door including remove existing and fix new, make all necessary adjustments to door and frame, make good decorations and provide 2 No. keys and remove waste and debris. | 78.7672
327105 |  | R | N | Y | N | JR | PATIO DOOR:RENEW DOUBLE GLAZED ALUMINIUM DOOR | Carpentry and Joinery | External Doors | Doors - External - Aluminium | NO | 2242.4724 | Patio Door:Renew any glazed doors and frame, with polyester powder coated aluminium double glazed doors and frame, frame built into opening, with ironmongery, make good and remove waste and debris. | Patio Door:Renew any glazed doors and frame, with polyester powder coated aluminium external glazed patio doors and frame, including double glazing internally with 20mm thick hermetically sealed safety glass unit, frame built into opening, complete with mortice lock and keep and new bolts including making good. | 2242.4724
327107 |  | R | N | Y | N | JR | DOORSET:RENEW GLAZED POLYESTER POWDER ALUMINIUM | Carpentry and Joinery | External Doors | Doorsets - External - Poly Powder Coated Aluminium | IT | 1446.5472 | Doorset:Renew any metal external glazed door with any size anodised aluminium external pre-glazed pre-hung doorset, threshold, ironmongery, fix to structure, sealant, seals, make good, disposal. | Doorset:Renew any metal external glazed door, with any size anodised aluminium external pre-glazed doorset, door prehung to anodised aluminium frame and door threshold, including multipoint lock, door furniture, keeps, cylinder lock with thumb turn, proprietary fire rated letter plate, numerals, fix frame and threshold to structure, sealant around frame and threshold, complete with all-weather seals and other seals, make good, and remove waste and debris. | 1446.5472
327109 |  | R | N | Y | N | JR | DOORSET:RENEW GLAZED POLY POWDER FANLIGHT NE 0.5SM | Carpentry and Joinery | External Doors | Doorsets - External - Poly Powder Coated Aluminium | IT | 1706.7813 | Doorset:Renew any metal external glazed door with any size anodised aluminium external pre-glazed pre-hung doorset and 0.50m2 fanlight, threshold, ironmongery, fix to structure, sealant, seals. | Doorset:Renew any metal external glazed door, with any size anodised aluminium external pre-glazed doorset, door prehung to anodised aluminium frame, fanlight ne 0.50sm and door threshold, including multipoint lock, door furniture, keeps, cylinder lock with thumb turn, proprietary fire rated letter plate, numerals, fix frame and threshold to structure, sealant around frame and threshold, complete with all-weather seals and other seals, make good, and remove waste and debris. | 1706.7813
327111 |  | R | N | Y | N | JR | DOORSET:RENEW GLAZED POLY POWDER FANLIGHT NE 1SM | Carpentry and Joinery | External Doors | Doorsets - External - Poly Powder Coated Aluminium | IT | 1917.1969 | Doorset:Renew any metal external glazed door with any size anodised aluminium external pre-glazed pre-hung doorset and 1.00m2 fanlight, threshold, ironmongery, fix to structure, sealant, seals. | Doorset:Renew any metal external glazed door, with any size anodised aluminium external pre-glazed doorset, door prehung to anodised aluminium frame, fanlight over 0.50 and ne 1.00sm and door threshold, including multipoint lock, door furniture, keeps, cylinder lock with thumb turn, proprietary fire rated letter plate, numerals, fix frame and threshold to structure, sealant around frame and threshold, complete with all-weather seals and other seals, make good, and remove waste and debris. | 1917.1969
327113 |  | R | N | Y | N | JR | DOORSET:RENEW GLAZED POLY POWDER SIDELIGHT NE1SM | Carpentry and Joinery | External Doors | Doorsets - External - Poly Powder Coated Aluminium | IT | 1972.7381 | Doorset:Renew any metal external glazed door with any size anodised aluminium external pre-glazed pre-hung doorset and 0.50m2 sidelight, threshold, ironmongery, fix to structure, sealant, seals. | Doorset:Renew any metal external glazed door, with any size anodised aluminium external pre-glazed doorset, door prehung to anodised aluminium frame, sidelight ne 1.00sm and door threshold, including multipoint lock, door furniture, keeps, cylinder lock with thumb turn, proprietary fire rated letter plate, numerals, fix frame and threshold to structure, sealant around frame and threshold, complete with all-weather seals and other seals, make good, and remove waste and debris. | 1972.7381
327115 |  | R | N | Y | N | JR | DOORSET:RENEW GLAZED POLY POWDER SIDELIGHT 1SM | Carpentry and Joinery | External Doors | Doorsets - External - Poly Powder Coated Aluminium | IT | 2180.3626 | Doorset:Renew any metal external glazed door with any size anodised aluminium external pre-glazed pre-hung doorset and 1.00m2 sidelight, threshold, ironmongery, fix to structure, sealant, seals. | Doorset:Renew any metal external glazed door, with any size anodised aluminium external pre-glazed doorset, door prehung to anodised aluminium frame, sidelight exceeding 1.00sm and door threshold, including multipoint lock, door furniture, keeps, cylinder lock with thumb turn, proprietary fire rated letter plate, numerals, fix frame and threshold to structure, sealant around frame and threshold, complete with all-weather seals and other seals, make good, and remove waste and debris. | 2180.3626
327117 |  | R | N | Y | N | JR | DOORSET:RENEW GLAZED POLY POWDER FAN+SIDE NE1SM | Carpentry and Joinery | External Doors | Doorsets - External - Poly Powder Coated Aluminium | IT | 2399.4207 | Doorset:Renew any metal external glazed door with any size anodised aluminium external pre-glazed pre-hung doorset and 0.50m2 fanlight and sidelight, threshold, ironmongery, fix to structure, sealant. | Doorset:Renew any metal external glazed door, with any size anodised aluminium external pre-glazed doorset, door prehung to anodised aluminium frame, fanlight ne 0.50sm, sidelight ne 1.00sm and door threshold, including multipoint lock, door furniture, keeps, cylinder lock with thumb turn, proprietary fire rated letter plate, numerals, fix frame and threshold to structure, sealant around frame and threshold, complete with all-weather seals and other seals, make good, and remove waste and debris. | 2399.4207
327119 |  | R | N | Y | N | JR | DOORSET:RENEW GLAZED POLY POWDER FAN+SIDE 1SM | Carpentry and Joinery | External Doors | Doorsets - External - Poly Powder Coated Aluminium | IT | 2726.162 | Doorset:Renew any metal external glazed door with any size anodised aluminium external pre-glazed pre-hung doorset and 1.00m2 fanlight and sidelight, threshold, ironmongery, fix to structure, sealant. | Doorset:Renew any metal external glazed door, with any size anodised aluminium external pre-glazed doorset, door prehung to anodised aluminium frame, fanlight ne 1.00sm, sidelight exceeding 1.00sm and door threshold, including multipoint lock, door furniture, keeps, cylinder lock with thumb turn, proprietary fire rated letter plate, numerals, fix frame and threshold to structure, seal around frame and threshold, complete with all-weather seals and other seals, make good, and remove waste and debris. | 2726.162
328101 |  | R | N | Y | N | JR | DOOR:RENEW L AND B DOOR | Carpentry and Joinery | External Doors | Doors - External Matchboard - Softwood | NO | 248.3405 | Door:Renew external door with any size softwood ledged and braced door faced with 20mm T, G and V jointed boarding, hang new door on one pair of hinges, ironmongery, make good, decorate to match. | Door:Renew external door with any size 40mm thick single softwood matchboard ledged and braced door with 169x20mm ledges and 106x20mm braces covered on face with 20mm tongued, grooved and v jointed boarding, including remove existing door and hinges, remove and refit door stop as necessary, fit and hang new door on one pair of hinges, make good frame, complete with all ironmongery and decorate to match existing and remove waste and debris. | 248.3405
328103 |  | R | N | Y | N | JR | DOOR:RENEW FL AND B DOOR | Carpentry and Joinery | External Doors | Doors - External Matchboard - Softwood | NO | 282.8114 | Door:Renew external door with any size softwood framed, ledged and braced door faced with 20mm T, G and V jointed boarding, hang door on one pair of hinges, ironmongery, make good, prepare to decorate | Door:Renew external door with any size 40mm thick single softwood matchboard framed, ledged and braced door with 169x20mm ledges and 106x20mm braces covered on face with 20mm tongued, grooved and v jointed boarding, including remove existing door and hinges, remove and refit door stop as necessary, fit and hang new door on one pair of hinges, make good frame, complete with all ironmongery and prepare for redecoration and remove waste and debris. | 282.8114
328105 |  | R | N | Y | N | JR | DOOR:RENEW BOARD TO LEDGED AND BRACED DOOR | Carpentry and Joinery | External Doors | Doors - External - Repairs - Timber | IT | 31.1899 | Door:Renew 114x25mm preservative treated softwood tongued and grooved board to ledged and braced door and decorate to match existing. | Door:Renew 114x25mm preservative treated softwood tongued and grooved board to ledged and braced door and decorate to match existing and remove waste and debris. | 31.1899
328107 |  | R | N | N | N | JR | DOOR:RENEW LEDGE OR BRACE TO DOOR | Carpentry and Joinery | External Doors | Doors - External - Repairs - Timber | IT | 17.8687 | Door:Renew 105x20mm preservative treated softwood ledge or brace to ledged and braced door, decorate to match existing and remove waste and debris. | Door:Renew 105x20mm preservative treated softwood ledge or brace to ledged and braced door, decorate to match existing and remove waste and debris. | 17.8687
341607 |  | R | N | Y | N | JR | FRAME:RENEW PVCU COMBINATION UNIT | Carpentry and Joinery | Windows | Frames - Combination - PVCu | SM | 329.938 | Frame:Renew screen/door frame/screen unit with PVCu factory double glazed combination unit, ironmongery, weatherstripping, make good to all finishes, fixed lights. | Frame:Renew screen/door frame/screen unit with PVCu factory glazed combination unit, thermal breaks, compressible weatherstripping, ironmongery etc., fixed lights double glazed with hermetically sealed units, remove existing frame and fix new in prepared opening using cleats or screw bolts, seal around externally with flexible foam strip and silicone sealant, make good all finishes internally and externally and remove waste and debris (remove/rehang existing door or renew door to be ordered separately). | 329.938
390101 |  | R | N | N | N | JR | HINGES:RENEW PAIR OF 63MM STORMPROOF | Carpentry and Joinery | Ironmongery | Butts, Hinges, etc. | PR | 12.7675 | Hinges:Renew pair of 63mm anodised steel stormproof hinges including remove and rehang casement. | Hinges:Renew pair of 63mm anodised steel stormproof hinges including remove and rehang casement. | 12.7675
390105 |  | R | N | N | N | JR | HINGES:RENEW PAIR OF FRICTION PIVOTS | Carpentry and Joinery | Ironmongery | Butts, Hinges, etc. | PR | 59.4445 | Hinges:Renew pair of friction hinges to pivot window including remove and refix casement. | Hinges:Renew pair of friction hinges to pivot window including remove and refix casement. | 59.4445
390107 |  | R | N | N | N | JR | HINGES:RENEW 1.5 PAIRS OF STEEL BUTT HINGES | Carpentry and Joinery | Ironmongery | Butts, Hinges, etc. | IT | 24.4455 | Hinges:Renew ne 1.5 pairs 100mm mild steel butt hinges, ease and adjust door, make good to recesses in frame. | Hinges:Renew ne 1.5 pairs 100mm mild steel butt hinges, ease and adjust door, make good to recesses in frame. | 24.4455
390109 |  | R | N | N | N | JR | HINGES:RENEW 1.5 PAIRS OF BRASS BUTT HINGES | Carpentry and Joinery | Ironmongery | Butts, Hinges, etc. | IT | 25.323 | Hinges:Renew ne 1.5 pairs 100mm brass butt hinges, ease and adjust door, make good to recesses in frame. | Hinges:Renew ne 1.5 pairs 100mm brass butt hinges, ease and adjust door, make good to recesses in frame. | 25.323
390111 |  | R | N | N | N | JR | HINGES:RENEW PAIR TEE HINGES | Carpentry and Joinery | Ironmongery | Butts, Hinges, etc. | PR | 23.685 | Hinges:Renew pair of 300mm galvanised tee hinges, ease and adjust door, make good to frame. | Hinges:Renew pair of 300mm galvanised tee hinges, ease and adjust door, make good to frame. | 23.685
390113 |  | R | N | N | N | JR | HINGES:RENEW PAIR OF 50MM BUTT HINGES | Carpentry and Joinery | Ironmongery | Butts, Hinges, etc. | PR | 16.3777 | Hinges:Take off cupboard door and set aside, remove hinges and renew with pair of 50mm butt hinges, rehang door, ease and adjust. | Hinges:Take off cupboard door and set aside, remove hinges and renew with pair of 50mm butt hinges, rehang door, ease and adjust. | 16.3777
390301 |  | U | N | N | Y | JR | FASTENER:RENEW ANY TYPE OF SASH FASTENER | Carpentry and Joinery | Ironmongery | Sliding Sash Fittings | NO | 14.4053 | Fastener:Renew/supply and fix any type (including Fitch and Brighton patterns) of new sash fastener including make good and touch up decorations. | Fastener:Renew or supply and fix new any type of sash fastener including make good and touch up decorations. | 14.4053
390307 |  | R | N | N | N | JR | LIFT:RENEW SASH LIFT | Carpentry and Joinery | Ironmongery | Sliding Sash Fittings | NO | 7.8992 | Lift:Renew or supply and fix new sash lift. | Lift:Renew or supply and fix new sash lift. | 7.8992
390309 |  | R | N | N | N | JR | BOLT:RENEW SASH BOLT | Carpentry and Joinery | Ironmongery | Sliding Sash Fittings | NO | 17.1782 | Bolt:Renew or supply and fix new lockable sash bolt to centre rail of sliding sash timber windows including make good and touch up decorations, hand key to Tenant. | Bolt:Renew or supply and fix new lockable sash bolt to centre rail of sliding sash timber windows including make good and touch up decorations, hand key to Tenant. | 17.1782
390311 |  | R | N | N | N | JR | LOCK:RENEW PAIR OF SASH LOCKS | Carpentry and Joinery | Ironmongery | Sliding Sash Fittings | PR | 34.0637 | Lock:Renew or supply and fix new pair of lockable sash locks to restrict opening of sliding sash timber windows, including make good and touch up decoratations, hand key to Tenant. | Lock:Renew or supply and fix new pair of lockable sash locks to restrict opening of sliding sash timber windows, including make good and touch up decoratations, hand key to Tenant. | 34.0637
390313 |  | R | N | N | N | JR | SASH PINS:RENEW PAIR SASH PINS | Carpentry and Joinery | Ironmongery | Sliding Sash Fittings | PR | 23.8028 | Sash Pins:Renew or supply and fix new pair of dual sash pins to centre rail of sliding sash timber windows, including make good and touch up decorations, hand key to Tenant. | Sash Pins:Renew or supply and fix new pair of dual sash pins to centre rail of sliding sash timber windows, including make good and touch up decorations, hand key to Tenant. | 23.8028
390501 |  | U | N | N | Y | JR | CLOSER:RENEW LIGHT DUTY OVERHEAD/DOOR RESTRICTOR | Carpentry and Joinery | Ironmongery | Door Closers/Door Restrictors | NO | 59.6106 | Closer:Renew or supply and fix light duty overhead door closer or other equal and approved screwed to door and frame, make good and remove waste and debris. | Closer:Renew or supply and fix light duty overhead door closer or other equal and approved screwed to door and frame, make good and remove waste and debris. | 59.6106
390503 |  | U | N | N | Y | JR | CLOSER:RENEW HEAVY DUTY OVERHEAD | Carpentry and Joinery | Ironmongery | Door Closers/Door Restrictors | NO | 87.3175 | Closer:Renew or supply and fix heavy duty overhead door closer or other equal and approved screwed to door and frame, make good and remove waste and debris. | Closer:Renew or supply and fix heavy duty overhead door closer or other equal and approved screwed to door and frame, make good and remove waste and debris. | 87.3175
390505 |  | U | N | N | Y | JR | CLOSER:RENEW OR SUPPLY PERKO TYPE | Carpentry and Joinery | Ironmongery | Door Closers/Door Restrictors | NO | 44.4628 | Closer:Renew or supply and fix Perko type concealed door closer screwed to door and frame, including remove and refix door or door stop as necessary, make good and remove waste and debris. | Closer:Renew or supply and fix Perko type concealed door closer screwed to door and frame, including remove and refix door or door stop as necessary, make good and remove waste and debris. | 44.4628
390507 |  | U | N | N | Y | JR | CLOSER:EASE AND ADJUST ANY TYPE | Carpentry and Joinery | Ironmongery | Door Closers/Door Restrictors | NO | 9.8008 | Closer:Ease and adjust any type door closer or door restrictor. | Closer:Ease and adjust any type door closer or door restrictor. | 9.8008
390509 |  | U | N | N | Y | JR | CLOSER:RENEW OR SUPPLY AND FIX GIBRALTER TYPE | Carpentry and Joinery | Ironmongery | Door Closers/Door Restrictors | NO | 27.4693 | Closer:Renew or supply and fix Gibralter door closer or other equal and approved screwed to door and frame, make good and remove waste and debris. | Closer:Renew or supply and fix Gibralter door closer or other equal and approved screwed to door and frame, make good and remove waste and debris. | 27.4693
390601 |  | R | N | N | N | JR | FLOOR SPRING:RENEW SINGLE ACTION | Carpentry and Joinery | Ironmongery | Floor Springs | NO | 319.9766 | Floor Spring:Renew or install single action hydraulic check for door maximum 2150x850mm complete, remove existing or form recess in floor, fix as manufacturers technical data sheet, make good. | Floor Spring:Renew or supply and install single action hydraulic check for door maximum 2150x850mm complete with top plate, loose box 57mm deep for concrete, top centre and shoe, remove existing floor spring or form recess in floor, fix in position as manufacturers technical data sheet, ease and adjust door, make good floor finishes and all other works disturbed and remove waste and debris complete, remove existing or form recess in floor, fix as manufacturers technical data sheet, make good and remove waste and debris. | 319.9766
390603 |  | R | N | N | N | JR | FLOOR SPRING:RENEW DOUBLE ACTION | Carpentry and Joinery | Ironmongery | Floor Springs | NO | 428.3514 | Floor Spring:Renew or install double action hydraulic check for door maximum 2150x850mm complete, remove existing or form recess in floor, fix as manufacturers technical data sheet, make good. | Floor Spring:Renew or install double action hydraulic check for door maximum 2150x850mm complete with top plate, adjustable loose box 59mm deep for concrete, adjustable top centre and shoe, remove existing floor spring or form recess in floor, fix in position as manufacturers technical data sheet, ease and adjust door, make good floor finishes and all other works disturbed and remove waste and debris. | 428.3514
390605 |  | R | N | N | N | JR | FLOOR SPRING:OVERHAUL | Carpentry and Joinery | Ironmongery | Floor Springs | NO | 30.865 | Floor Spring:Overhaul and maintain floor spring to door, including ease and adjust, oil moving parts. | Floor Spring:Overhaul and maintain floor spring to door, including ease and adjust, oil moving parts. | 30.865
390701 |  | R | N | N | N | JR | SLIDING DOOR GEAR:REPAIR | Carpentry and Joinery | Ironmongery | Sliding Door Gear | NO | 39.2035 | Sliding Door Gear:Take off, repair and refix, aluminium or plastic double track sliding door gear to pair of fitted furniture doors maximum 1.5m opening, including removing and rehanging doors. | Sliding Door Gear:Take off, repair and refix, aluminium or plastic double track sliding door gear to pair of wardrobe doors maximum 1.5m opening, including removing and rehanging doors. | 39.2035
390703 |  | R | N | N | N | JR | SLIDING DOOR GEAR:RENEW | Carpentry and Joinery | Ironmongery | Sliding Door Gear | NO | 117.8069 | Sliding Door Gear:Remove existing sliding door gear and renew with anodised aluminium or plastic double track sliding door gear to pair of wardrobe doors maximum 1.5m opening, remove, rehang doors. | Sliding Door Gear:Remove existing sliding door gear and renew with anodised aluminium or plastic double track sliding door gear to pair of wardrobe doors maximum 1.5m opening, including removing and rehanging doors. | 117.8069
390801 |  | R | N | N | N | JR | PATIO DOOR RUNNER:REPAIR | Carpentry and Joinery | Ironmongery | Patio Door Runners | NO | 86.3084 | Patio Door Runner:Take off, repair and refix, aluminium double track patio door runner to pair of patio doors maximum 2.0m opening, including removing and rehanging doors. | Patio Door Runner:Take off, repair and refix, aluminium double track patio door runner to pair of patio doors maximum 2.0m opening, including removing and rehanging doors. | 86.3084
390803 |  | R | N | N | N | JR | PATIO DOOR RUNNER:RENEW | Carpentry and Joinery | Ironmongery | Patio Door Runners | NO | 176.8707 | Patio Door Runner:Remove existing patio door runner and renew with anodised aluminium double track patio door runner to pair of patio doors maximum 2.0m opening, including removing and rehanging doors | Patio Door Runner:Remove existing patio door runner and renew with anodised aluminium double track patio door runner to pair of patio doors maximum 2.0m opening, including removing and rehanging doors. | 176.8707
390901 |  | U | N | N | Y | JR | RIMLOCK:RENEW COMPLETE | Carpentry and Joinery | Ironmongery | Locks | NO | 50.1453 | Rimlock:Renew rimlock, keep and set of rimlock furniture, including altering door as necessary for new lock and housing out existing frame as necessary and provide two new keys. | Rimlock:Renew rimlock, keep and set of rimlock furniture, including altering door as necessary for new lock and housing out existing frame as necessary and provide two new keys. | 50.1453
390903 |  | U | N | N | Y | JR | LOCK:RENEW MORTICE COMPLETE | Carpentry and Joinery | Ironmongery | Locks | NO | 43.809 | Lock:Renew mortice lock, keep and renew or refix set of anodised aluminium lever handle furniture including altering door as necessary for new lock and provide two new keys. | Lock:Renew mortice lock, keep and renew or refix set of anodised aluminium lever handle furniture including altering door as necessary for new lock and provide two new keys. | 43.809
390907 |  | U | N | N | Y | JR | LOCK:RENEW MORTICE KEEP | Carpentry and Joinery | Ironmongery | Locks | NO | 7.9457 | Lock or Latch:Renew mortice lock or latch or nightlatch keep including housing out existing frame as necessary. | Lock:Renew mortice lock keep including housing out existing frame as necessary. | 7.9457
390909 |  | U | N | N | Y | JR | LOCK:RENEW MORTICE DEADLOCK | Carpentry and Joinery | Ironmongery | Locks | NO | 49.6122 | Lock:Renew mortice deadlock, keep and set of escutcheons including altering door as necessary for new lock and provide two new keys. | Lock:Renew mortice deadlock, keep and set of escutcheons including altering door as necessary for new lock and provide two new keys. | 49.6122
390911 |  | U | N | N | Y | JR | LOCK:RENEW 5L MORTICE COMPLETE | Carpentry and Joinery | Ironmongery | Locks | NO | 59.5404 | Lock:Renew 5 lever mortice lock, keep and renew or refix set of anodised aluminium lever handle furniture including altering door as necessary for new lock and provide two new keys. | Lock:Renew 5 lever mortice lock, keep and set of anodised aluminium lever handle furniture including altering door as necessary for new lock and provide two new keys. | 59.5404
390915 |  | U | N | N | Y | JR | LOCK:RENEW 5L MORTICE DEADLOCK | Carpentry and Joinery | Ironmongery | Locks | NO | 60.6051 | Lock:Renew 5 lever mortice deadlock, keep and set of escutcheons including altering door as necessary for new lock and provide two new keys. | Lock:Renew 5 lever mortice deadlock, keep and set of escutcheons including altering door as necessary for new lock and provide two new keys. | 60.6051
390917 |  | E | Y | N | Y | JR | LOCK:OVERHAUL ANY LOCK COMPLETE | Carpentry and Joinery | Ironmongery | Locks | NO | 16.8223 | Lock:Remove any type of lock and furniture, dismantle, overhaul, repair, oil and assemble and refix to door. | Lock:Remove any type of lock and furniture, dismantle, overhaul, repair, oil and assemble and refix to door. | 16.8223
390919 |  | U | N | N | Y | JR | LOCK:RENEW WITH 5L MORTICE | Carpentry and Joinery | Ironmongery | Locks | NO | 81.7759 | Lock:Renew rimlock with 5 lever mortice lock, keep and set of anodised aluminium lever handle furniture, including altering door as necessary for new lock and provide two new keys. | Lock:Renew rimlock with 5 lever mortice lock, keep and set of anodised aluminium lever handle furniture, including altering door as necessary for new lock and provide two new keys. | 81.7759
390921 |  | U | N | N | Y | JR | DOOR:RENEW MULTIPOINT LOCK | Carpentry and Joinery | Ironmongery | Locks | NO | 147.4636 | Door:Renew any defective or broken multipoint door locking system complete to any type of door, adapt keep if necessary, including remove existing, test leave in working order, provide two new keys. | Door:Renew any defective or broken multipoint door locking system complete to any type of door, adapt keep if necessary, including remove existing, test and leave in proper working order and provide two new keys. | 147.4636
390922 |  | R | N | N | N | JR | DOOR:RENEW MULTIPOINT AV2+ LOCK | Carpentry and Joinery | Ironmongery | Locks | NO | 168.5236 | Door:Renew any defective or broken multipoint AV2 door locking system complete to any type of door, adapt keep if necessary, remove existing, test and leave in working order, provide two new keys. | Door:Renew any defective or broken multipoint Winkhaus AV2 door locking system complete to any type of door, adapt keep if necessary, including remove existing, test and leave in proper working order and provide two new keys. | 168.5236
390923 |  | U | N | N | Y | JR | LOCK:RENEW EUROLOCK COMPLETE | Carpentry and Joinery | Ironmongery | Locks | NO | 59.3232 | Lock:Renew 'eurolock' lock, keep and set of anodised aluminium lever handle furniture including altering door as necessary for new lock and provide two new keys. | Lock:Renew 'eurolock' lock, keep and set of anodised aluminium lever handle furniture including altering door as necessary for new lock and provide two new keys. | 59.3232
390924 |  | R | N | N | N | JR | DOOR:INSTALL ELECTRO MAGNETIC AV2-E LOCK | Carpentry and Joinery | Ironmongery | Electro-Magnetic Locks | NO | 720.497 | Door:Isolate/reconnect electric supply, supply and install electro-magnetic multipoint AV2 door locking system to single doorset, connect to fire alarm installation, allow 6m of 1.00mm2 cable, test. | Door:Isolate supply, supply and install electro-magnetic multipoint Winkhaus AV2 door locking system to single doorset, connect to electrical installation, including make all necessary connections to fire alarm installation, 24volt DC supply (allow for 6m of 1.00mm2 FP200 gold fire resistant cable and any necessary containment), test and make good on completion and remove waste and debris. | 720.497
390925 |  | U | N | N | Y | JR | LOCK:RENEW EUROLOCK CYLINDER | Carpentry and Joinery | Ironmongery | Locks | NO | 39.6424 | Lock:Renew 'eurolock' cylinder only to lock including provide two new keys. | Lock:Renew 'eurolock' cylinder only to lock including provide two new keys. | 39.6424
390927 |  | U | N | N | Y | JR | LOCK:RENEW PATIO DOOR LOCK COMPLETE | Carpentry and Joinery | Ironmongery | Locks | NO | 162.9749 | Lock:Renew multipoint patio door lock and set of anodised aluminium lever handle furniture and provide two new keys. | Lock:Renew multipoint patio door lock and set of anodised aluminium lever handle furniture and provide two new keys. | 162.9749
390929 |  | U | N | N | Y | JR | LOCK:FULL LOCK CHANGE - FRONT DOOR | Carpentry and Joinery | Ironmongery | Locks | IT | 98.5342 | Lock:Renew cylinder rim night latch, keep and pull handle, and 5 lever mortice deadlock, keep, set of escutcheons, alter door as necessary for new locks and provide two new keys for each lock. | Lock:Renew cylinder rim nightlatch, keep and pull handle and 5 lever mortice deadlock, keep and set of escutcheons including altering door as necessary for new locks and provide two new keys for each lock. | 98.5342
390931 |  | U | N | N | Y | JR | LOCK:FULL LOCK CHANGE - FRONT AND REAR DOOR | Carpentry and Joinery | Ironmongery | Locks | IT | 154.8503 | Lock:Renew cylinder rim night latch complete, 5 lever mortice deadlock complete to front door, 5 lever mortice lock complete to rear door, alter doors for locks, provide two new keys for each lock. | Lock:Renew cylinder rim nightlatch, keep and pull handle and 5 lever mortice deadlock, keep and set of escutcheons to front door and 5 lever mortice lock, keep and set of anodised aluminium lever handle furniture to rear door including altering doors as necessary for new locks and provide two new keys for each lock. | 154.8503
390933 |  | U | N | N | Y | JR | LOCK:FULL LOCK CHANGE - FRONT AND REAR DOOR MULTI | Carpentry and Joinery | Ironmongery | Locks | IT | 217.378 | Lock:Renew multipoint door locking system complete to front door and 5 lever mortice lock complete to rear door, alter doors for locks, provide two new keys for each lock. | Lock:Renew multipoint door locking system complete to front door and 5 lever mortice lock complete to rear door, alter doors for locks, provide two new keys for each lock. | 217.378
390941 |  | R | N | N | N | JR | GERDA LOCK:SUPPLY AND FIT COMPLETE | Carpentry and Joinery | Ironmongery | Locks | NO | 243.076 | Gerda Lock:Renew any Gerda lock and keep, including altering door as necessary for new lock and provide two Gerda keys. And remove waste and debris. | Gerda Lock:Renew any Gerda lock and keep, including altering door as necessary for new lock and provide two Gerda keys. And remove waste and debris. | 243.076
390951 | New | R | N | N | N | JR | DOOR:INSTALL ELECTRO-MAGNETIC AV2 B LOCK | Carpentry and Joinery | Ironmongery | Electro-Magnetic Locks | NO | 831.2442 | Door:Isolate supply, install electro-magnetic multipoint AV2 B keyless option single door locking system, reconnect, 24volt DC supply (20m 1.00mm2 FP200 gfr cable , containment), test, make good | Door:Isolate supply, supply and install electro-magnetic multipoint AV2 B or other equal and approved keyless option door locking system to single doorset, connect to electrical installation, 24volt DC supply (allow for 20m of 1.00mm2 FP200 gold fire resistant cable and any necessary containment), test and make good on completion and remove waste and debris. | 831.2442
390953 | New | R | N | N | N | JR | DOOR:INSTALL ELECTRO-MAGNETIC AV2+ LOCK | Carpentry and Joinery | Ironmongery | Electro-Magnetic Locks | NO | 271.2386 | Door:Isolate supply, install multipoint AV2+ single door locking system, connect to electrics, fire alarm, 24volt DC supply (20m 1.00mm2 FP200 gfr cable, containment), test, make good, remove waste. | Door:Isolate supply, supply and install multipoint AV2+ or other equal and approved door locking system to single doorset, electro-magnetic adaptation, connect to electrical installation, including make all necessary connections to fire alarm installation, 24volt DC supply (allow for 20m of 1.00mm2 FP200 gold fire resistant cable and any necessary containment), test and make good on completion and remove waste and debris. | 271.2386
390957 | New | R | N | N | N | JR | DOOR:RENEW ELECTRO-MAGNETIC AV2+ LOCK | Carpentry and Joinery | Ironmongery | Electro-Magnetic Locks | NO | 200.4143 | Door:Isolate supply, renew multipoint AV2+ single door locking system, electro-magnetic adaptation, re-connect to electrical supply, test and make good on completion and remove waste and debris. | Door:Isolate supply, renew existing multipoint AV2+ or other equal and approved door locking system to single doorset, electro-magnetic adaptation, re-connect to electrical supply, test and make good on completion and remove waste and debris. | 200.4143
391001 |  | R | N | N | N | JR | RIM SLAMLOCK:RENEW FB4 COMPLETE | Carpentry and Joinery | Ironmongery | Rim Slamlocks | NO | 125.3763 | Rim Slamlock:Supply and fix or renew with Fire Brigade FB4 rim slamlock, keep and single escutcheon, inc alter door and frame as necessary and provide two FB4 slam lock keys, remove waste and debris. | Rim Slamlock:Supply and fix or renew with Fire Brigade FB4 rim slamlock, keep and single escutcheon, inc alter door and frame as necessary and provide two FB4 slam lock keys, and remove waste and debris. | 125.3763
391003 |  | R | N | N | N | JR | RIM SLAMLOCK:RENEW GERDA COMPLETE | Carpentry and Joinery | Ironmongery | Rim Slamlocks | NO | 317.8062 | Rim Slamlock:Supply and fix or renew with Gerda rim slamlock, keep and single escutcheon, inc alter door and frame as necessary and provide two Gerda slam lock keys, and remove waste and debris. | Rim Slamlock:Supply and fix or renew with Gerda rim slamlock, keep and single escutcheon, inc alter door and frame as necessary and provide two Gerda slam lock keys, and remove waste and debris. | 317.8062
391101 |  | R | N | N | N | JR | LATCH:RENEW MORTICE LATCH COMPLETE | Carpentry and Joinery | Ironmongery | Latches | NO | 45.1948 | Latch:Renew mortice latch, keep and renew or refix set of anodised aluminium lever handle furniture including altering door as necessary for new latch. | Latch:Renew mortice latch, keep and set of anodised aluminium lever handle furniture including altering door as necessary for new latch. | 45.1948
391103 |  | R | N | Y | N | JR | LATCH:RENEW MORTICE LATCH ONLY | Carpentry and Joinery | Ironmongery | Latches | NO | 41.3036 | Latch:Take off existing set of lever handles and set aside, take out and renew mortice latch, refix set of handles. | Latch:Take off existing set of lever handles and set aside, take out and renew mortice latch, refix set of handles. | 41.3036
391107 |  | R | N | N | N | JR | LATCH:OVERHAUL LATCH AND FURNITURE | Carpentry and Joinery | Ironmongery | Latches | NO | 14.0428 | Latch:Remove mortice latch and furniture, dismantle, overhaul, repair, oil and assemble and refix to door. | Latch:Remove mortice latch and furniture, dismantle, overhaul, repair, oil and assemble and refix to door. | 14.0428
391301 |  | U | N | N | Y | JR | NIGHTLATCH:RENEW COMPLETE | Carpentry and Joinery | Ironmongery | Cylinder Night Latches | NO | 73.6908 | Nightlatch:Renew cylinder rim nightlatch, keep and pull handle, including altering door as necessary for new latch and provide two new keys. | Nightlatch:Renew cylinder rim nightlatch, keep and pull handle, including altering door as necessary for new latch and provide two new keys. | 73.6908
391305 |  | U | N | N | Y | JR | NIGHTLATCH:RENEW CYLINDER BARREL | Carpentry and Joinery | Ironmongery | Cylinder Night Latches | NO | 25.8181 | Nightlatch:Renew cylinder barrel to nightlatch and provide two new keys. | Nightlatch:Renew cylinder barrel to nightlatch and provide two new keys. | 25.8181
391307 |  | U | N | N | Y | JR | NIGHTLATCH:RENEW SUITED CYLINDER BARREL | Carpentry and Joinery | Ironmongery | Cylinder Night Latches | NO | 28.7431 | Nightlatch:Renew suited cylinder barrel to nightlatch and provide two new keys. | Nightlatch:Renew suited cylinder barrel to nightlatch and provide two new keys. | 28.7431
391309 |  | E | Y | N | Y | JR | NIGHTLATCH:OVERHAUL COMPLETE | Carpentry and Joinery | Ironmongery | Cylinder Night Latches | NO | 16.8223 | Nightlatch:Remove any type of cylinder nightlatch, dismantle, overhaul, repair, oil and assemble and refix to door. | Nightlatch:Remove any type of cylinder nightlatch, dismantle, overhaul, repair, oil and assemble and refix to door. | 16.8223
391313 |  | U | N | N | Y | JR | NIGHTLATCH:RENEW PULL | Carpentry and Joinery | Ironmongery | Cylinder Night Latches | NO | 15.1894 | Nightlatch:Renew nightlatch finger full, dismantle latch, install new pull, oil and reassemble and refix to door. | Nightlatch:Renew nightlatch finger full, dismantle latch, install new pull, oil and reassemble and refix to door. | 15.1894
391315 |  | U | N | N | Y | JR | LOCK:RENEW WITH KEYPAD TYPE - DOMESTIC STANDARD | Carpentry and Joinery | Ironmongery | Keypad Locks | NO | 75.7111 | Lock:Renew any nightlatch with domestic standard keypad type lock, keep and pull including altering door as necessary for new lock. | Lock:Renew any nightlatch with domestic standard keypad type lock, keep and pull including altering door as necessary for new lock. | 75.7111
391317 |  | U | N | N | Y | JR | LOCK:RENEW WITH KEYPAD TYPE - HEAVY DUTY | Carpentry and Joinery | Ironmongery | Keypad Locks | NO | 151.5337 | Lock:Renew any nightlatch with heavy duty keypad and key type lock, keep and pull including altering door as necessary for new lock. | Lock:Renew any nightlatch with heavy duty keypad and key type lock, keep and pull including altering door as necessary for new lock. | 151.5337
391501 |  | R | N | N | N | JR | CATCH:RENEW CATCH AND KEEP | Carpentry and Joinery | Ironmongery | Roller and Ball Catches | NO | 17.8102 | Cupboard:Renew catch and keep including altering door as necessary for new catch and housing out frame for keep. | Catch:Renew catch and keep including altering door as necessary for new catch and housing out frame for keep. | 17.8102
391901 |  | R | N | N | N | JR | WINDOW FITTING:RENEW BRASS CASEMENT CATCH | Carpentry and Joinery | Ironmongery | Fittings to Timber Windows | NO | 18.0844 | Window Fitting:Renew brass casement catch and keep to timber window. | Window Fitting:Renew brass casement catch and keep to timber window. | 18.0844
391905 |  | R | N | N | N | JR | WINDOW FITTING:RENEW BRASS STAY AND FASTENER | Carpentry and Joinery | Ironmongery | Fittings to Timber Windows | NO | 18.9685 | Window Fitting:Renew any brass casement stay and two pin fastener and fix to timber window. | Window Fitting:Renew any brass casement stay and two pin fastener and fix to timber window. | 18.9685
391909 |  | R | N | N | N | JR | WINDOW FITTING:RENEW AA CASEMENT CATCH | Carpentry and Joinery | Ironmongery | Fittings to Timber Windows | NO | 22.6474 | Window Fitting:Renew anodised aluminium standard or offset casement catch and keep to timber window. | Window Fitting:Renew anodised aluminium standard or offset casement catch and keep to timber window. | 22.6474
391913 |  | R | N | N | N | JR | WINDOW FITTING:RENEW AA STAY AND FASTENER | Carpentry and Joinery | Ironmongery | Fittings to Timber Windows | NO | 18.1495 | Window Fitting:Renew any anodised aluminium casement stay and two pin fastener and fix to timber window. | Window Fitting:Renew any anodised aluminium casement stay and two pin fastener and fix to timber window. | 18.1495
391917 |  | R | N | N | N | JR | WINDOW FITTING:RENEW ZINC ALLOY CASEMENT CATCH | Carpentry and Joinery | Ironmongery | Fittings to Timber Windows | NO | 21.1849 | Window Fitting:Renew epoxy coated zinc alloy standard or offset casement catch and keep to timber window. | Window Fitting:Renew epoxy coated zinc alloy standard or offset casement catch and keep to timber window. | 21.1849
391921 |  | R | N | N | N | JR | WINDOW FITTING:RENEW ZINC ALLOY STAY AND FASTENER | Carpentry and Joinery | Ironmongery | Fittings to Timber Windows | NO | 15.3649 | Window Fitting:Renew any epoxy coated zinc alloy casement stay and two pin fastener and fix to timber window. | Window Fitting:Renew any epoxy coated zinc alloy casement stay and two pin fastener and fix to timber window. | 15.3649
391925 |  | R | N | N | N | JR | WINDOW FITTING:RENEW GALVANISED SAFETY FASTENER | Carpentry and Joinery | Ironmongery | Fittings to Timber Windows | NO | 19.1842 | Window Fitting:Renew galvanised safety window fastener and fix to timber window. | Window Fitting:Renew galvanised safety window fastener and fix to timber window. | 19.1842
391927 |  | R | N | N | N | JR | WINDOW FITTING:RENEW PIVOT WINDOW FASTENER | Carpentry and Joinery | Ironmongery | Fittings to Timber Windows | NO | 15.4468 | Window Fitting:Renew pivot window fastener and receiver to timber window. | Window Fitting:Renew pivot window fastener and receiver to timber window. | 15.4468
391929 |  | R | N | N | N | JR | WINDOW FITTING:RENEW RESTRICTOR STAY | Carpentry and Joinery | Ironmongery | Fittings to Timber Windows | NO | 14.4223 | Window Fitting:Renew window restrictor stay to timber window. | Window Fitting:Renew window restrictor stay to timber window. | 14.4223
391931 |  | R | N | N | N | JR | WINDOW FITTING:RENEW MORTICE SECURITY BOLT | Carpentry and Joinery | Ironmongery | Fittings to Timber Windows | NO | 23.9125 | Window Fitting:Renew or supply and fix new mortice security bolt with key operation and keep and fix to timber window. | Window Fitting:Renew or supply and fix new mortice security bolt with key operation and keep and fix to timber window. | 23.9125
391933 |  | U | Y | N | Y | JR | WINDOW FITTING:REFIX EASE ADJUST ANY TYPE | Carpentry and Joinery | Ironmongery | Fittings to Timber Windows | NO | 7.372 | Window Fitting:Refix, ease and adjust any loose window fitting to timber window. | Window Fitting:Refix, ease and adjust any loose window fitting to timber window. | 7.372
391937 |  | R | N | N | N | JR | WINDOW FITTING:RENEW WITH LOCKABLE TYPE STAY | Carpentry and Joinery | Ironmongery | Fittings to Timber Windows | NO | 25.4971 | Window Fitting:Renew any type or supply and fix new anodised aluminium lockable casement stay and two threaded pin fasteners with key operation, fix to timber casement or fanlight, provide two keys. | Window Fitting:Renew any type/supply and fix new anodised aluminium lockable casement stay and two threaded pin fasteners with key operation, fix to casement or fanlight of timber window and provide two new keys. | 25.4971
391939 |  | R | N | N | N | JR | WINDOW FITTING:RENEW LOCKABLE RESTRICTOR STAY | Carpentry and Joinery | Ironmongery | Fittings to Timber Windows | NO | 23.4262 | Window Fitting:Renew any type or supply and fix new anodised aluminium lockable restrictor security stay with key operation, fix to casement or fanlight of timber window, and provide two new keys. | Window Fitting:Renew any type or supply and fix new anodised aluminium lockable restrictor security stay with key operation, fix to casement or fanlight of timber window, and provide two new keys. | 23.4262
391941 |  | R | N | N | N | JR | WINDOW FITTING:RENEW LOCKABLE CASEMENT CATCH | Carpentry and Joinery | Ironmongery | Fittings to Timber Windows | NO | 22.5136 | Window Fitting:Renew any type/supply and fix new anodised aluminium lockable standard or offset casement catch and keep with key operation, fix to casement of timber window and provide two new keys. | Window Fitting:Renew any type/supply and fix new anodised aluminium lockable standard or offset casement catch and keep with key operation, fix to casement of timber window and provide two new keys. | 22.5136
391943 |  | U | N | N | Y | JR | WINDOW FITTING:PROVIDE NEW KEYS | Carpentry and Joinery | Ironmongery | Fittings to Timber Windows | NO | 6.5817 | Window Fitting:Supply only window key including all necessary cutting. | Window Fitting:Supply only window key including all necessary cutting. | 6.5817
391945 |  | U | N | Y | Y | JR | WINDOW FITTING:REFIX ANY LOOSE | Carpentry and Joinery | Ironmongery | Fittings to Timber Windows | NO | 12.5803 | Window Fitting:Remove and refix any type of loose window fitting to timber window, ease and adjust, touch up decorations and make good. | Window Fitting:Remove and refix any type of loose window fitting to timber window, ease and adjust, touch up decorations and make good. | 12.5803
392101 |  | R | N | N | N | JR | WINDOW FITTING:RENEW HINGES EASE ADJUST STEEL | Carpentry and Joinery | Ironmongery | Fittings to Steel Windows | NO | 27.0157 | Window Fitting:Renew hinges to casement sash or fanlight to window frame and ease and adjust (casement and fanlight in place). | Window Fitting:Renew hinges to casement sash or fanlight to window frame and ease and adjust (casement and fanlight in place). | 27.0157
392103 |  | R | N | N | N | JR | WINDOW FITTING:RENEW FASTENER STAY TO STEEL SASH | Carpentry and Joinery | Ironmongery | Fittings to Steel Windows | NO | 16.7806 | Window Fitting:Renew casement fastener or fanlight stay or casement stay or stay pin to steel window. | Window Fitting:Renew casement fastener or fanlight stay or casement stay or stay pin to steel window. | 16.7806
392109 |  | U | Y | N | Y | JR | WINDOW FITTING:REPAIR, EASE, ADJUST TO STEEL SASH | Carpentry and Joinery | Ironmongery | Fittings to Steel Windows | NO | 12.5803 | Window Fittings:Repair stay, fastener or catch to steel window and check, ease and adjust. | Window Fittings:Repair stay, fastener or catch to steel window and check, ease and adjust. | 12.5803
392111 |  | R | N | N | N | JR | WINDOW FITTING:RENEW LOCKABLE STAY TO STEEL SASH | Carpentry and Joinery | Ironmongery | Fittings to Steel Windows | NO | 23.4262 | Window Fitting:Renew or supply and fix new lockable type lock or restrictor stay with key operation to casement or fanlight to steel window, and provide two new keys. | Window Fitting:Renew or supply and fix new lockable type lock or restrictor stay with key operation to casement or fanlight to steel window, and provide two new keys. | 23.4262
392301 |  | R | N | N | N | JR | WINDOW FITTING:RENEW FRICTION STAY TO ALUM SASH | Carpentry and Joinery | Ironmongery | Fittings to Aluminium Windows | NO | 22.7425 | Window Fitting:Renew friction stay to aluminium casement sash or fanlight to window frame and ease and adjust (casement and fanlight in place). | Window Fitting:Renew friction stay to aluminium casement sash or fanlight to window frame and ease and adjust (casement and fanlight in place). | 22.7425
392303 |  | R | N | N | N | JR | WINDOW FITTING:RENEW FASTENER STAY TO ALUM SASH | Carpentry and Joinery | Ironmongery | Fittings to Aluminium Windows | NO | 20.2438 | Window Fitting:Renew casement fastener or fanlight stay or casement stay or stay/pin to aluminium window. | Window Fitting:Renew casement fastener or fanlight stay or casement stay or stay/pin to aluminium window. | 20.2438
392309 |  | R | N | N | N | JR | WINDOW FITTING:REPAIR, EASE, ADJUST TO ALUM SASH | Carpentry and Joinery | Ironmongery | Fittings to Aluminium Windows | NO | 12.5803 | Window Fitting:Repair stay, fastener, catch or stay pin to ease operation of aluminium window and check, ease and adjust. | Window Fitting:Repair stay, fastener, catch or stay pin to ease operation of aluminium window and check, ease and adjust. | 12.5803
392501 |  | R | N | N | N | JR | DOOR FURNITURE:RENEW SET OF LEVER HANDLES | Carpentry and Joinery | Ironmongery | Door Furniture including Viewer, Security Chain | NO | 35.207 | Door Furniture:Renew set of anodised aluminium lever latch or lock furniture. | Door Furniture:Renew set of anodised aluminium lever latch or lock furniture. | 35.207
392505 |  | R | N | N | N | JR | DOOR FURNITURE:RENEW SET OF KNOBS TO RIMLOCK | Carpentry and Joinery | Ironmongery | Door Furniture including Viewer, Security Chain | NO | 14.4154 | Door Furniture:Renew set of rimlock knob furniture. | Door Furniture:Renew set of rimlock knob furniture. | 14.4154
392509 |  | R | N | N | N | JR | DOOR FURNITURE:RENEW OR INSTALL VIEWER | Carpentry and Joinery | Ironmongery | Door Furniture including Viewer, Security Chain | NO | 15.5521 | Door Furniture:Renew or supply and fix new security door viewer including drilling/adapting hole through door as necessary and make good, and remove waste and debris. | Door Furniture:Renew or supply and fix new security door viewer including drilling/adapting hole through door as necessary and make good, and remove waste and debris. | 15.5521
392511 |  | R | N | N | N | JR | DOOR FURNITURE:RENEW OR INSTALL CHAIN | Carpentry and Joinery | Ironmongery | Door Furniture including Viewer, Security Chain | NO | 11.3972 | Door Furniture:Renew or supply and fix new door security chain and make good and remove waste and debris. | Door Furniture:Renew or supply and fix new door security chain and make good and remove waste and debris. | 11.3972
392513 |  | R | N | N | N | JR | DOOR FURNITURE:REFIX ANY LOOSE FITTING | Carpentry and Joinery | Ironmongery | Door Furniture including Viewer, Security Chain | NO | 6.2604 | Door Furniture:Refix any loose door fitting to timber door. | Door Furniture:Refix any loose door fitting to timber door. | 6.2604
392515 |  | R | N | N | N | JR | DOOR FURNITURE:RENEW OR INSTALL KICKING PLATE | Carpentry and Joinery | Ironmongery | Door Furniture including Viewer, Security Chain | NO | 30.4762 | Door Furniture:Renew or supply and fix 16 gauge SAA kicking plate ne 900x300mm, screw fixed to any door. | Door Furniture:Renew or supply and fix 16 gauge SAA kicking plate ne 900x300mm, screw fixed to any door. | 30.4762
392517 |  | R | N | N | N | JR | DOOR FURNITURE:RENEW OR INSTALL PULL HANDLES | Carpentry and Joinery | Ironmongery | Door Furniture including Viewer, Security Chain | NO | 21.5072 | Door Furniture:Renew or supply and fix pull handle, SAA, 150mm. | Door Furniture:Renew or supply and fix pull handle, SAA, 150mm. | 21.5072
392519 |  | R | N | N | N | JR | DOOR FURNITURE:RENEW OR INSTALL PUSH PLATES | Carpentry and Joinery | Ironmongery | Door Furniture including Viewer, Security Chain | NO | 12.4397 | Door Furniture:Renew push or finger plate, SAA, 225x50mm and remove waste and debris. | Door Furniture:Renew push or finger plate, SAA, 225x50mm and remove waste and debris. | 12.4397
392521 |  | U | N | N | Y | JR | DOORS:PROVIDE NEW NON-SUITED KEYS | Carpentry and Joinery | Ironmongery | Door Furniture including Viewer, Security Chain | NO | 11.817 | Doors:Supply only non suited key including all necessary cutting. | Doors:Supply only non suited key including all necessary cutting. | 11.817
392523 |  | U | N | N | Y | JR | DOORS:PROVIDE NEW SUITED KEYS | Carpentry and Joinery | Ironmongery | Door Furniture including Viewer, Security Chain | NO | 14.1804 | Doors:Supply only suited key including all necessary cutting. | Doors:Supply only suited key including all necessary cutting. | 14.1804
392524 |  | U | N | N | Y | JR | GERDA LOCK:PROVIDE NEW GERDA KEY | Carpentry and Joinery | Ironmongery | Door Furniture including Viewer, Security Chain | NO | 46.5024 | Gerda Lock:Supply only Gerda key including all necessary cutting. | Gerda Lock:Supply only Gerda key including all necessary cutting. | 46.5024
392525 |  | R | N | N | N | JR | DOOR FURNITURE:RENEW OR INSTALL ESCUTCHEON SET | Carpentry and Joinery | Ironmongery | Door Furniture including Viewer, Security Chain | NO | 16.3177 | Door Furniture:Renew or supply and fix new set of SAA escutcheons to match existing. | Door Furniture:Renew or supply and fix new set of SAA escutcheons to match existing. | 16.3177
392527 |  | R | N | N | N | JR | DOOR FURNITURE:RENEW OR INST BATHRM ESCUTCHEON SET | Carpentry and Joinery | Ironmongery | Door Furniture including Viewer, Security Chain | NO | 19.0972 | Door Furniture:Renew or supply and fix new set of escutcheons to to match existing complete with turn button, indicator and emergency release and remove waste and debris. | Door Furniture:Renew or supply and fix new set of escutcheons to to match existing complete with turn button, indicator and emergency release and remove waste and debris. | 19.0972
392529 |  | R | N | Y | N | JR | DOOR FURNITURE:RENEW OR INSTALL CABIN HOOK AND EYE | Carpentry and Joinery | Ironmongery | Door Furniture including Viewer, Security Chain | NO | 16.9561 | Door Furniture:Renew or supply and fix cabin hook and eye. | Door Furniture:Renew or supply and fix cabin hook and eye. | 16.9561
392531 |  | R | N | Y | N | JR | DOOR FURNITURE:RENEW OR INSTALL LOW THRESHOLD | Carpentry and Joinery | Ironmongery | Door Furniture including Viewer, Security Chain | NO | 37.9927 | Door Furniture:Renew or supply and fix aluminium slimline low access threshold including plugging and screwing to floor, make good finishes. | Door Furniture:Renew or supply and fix aluminium slimline low access threshold including plugging and screwing to floor, make good finishes. | 37.9927
392581 | New | R | N | N | N | JR | DOOR FURNITURE:INSTALL 157MM FINGERGUARD | Carpentry and Joinery | Ironmongery | Fingerguards | IT | 79.4515 | Door Furniture:Supply and install 157mm wide slimlene heavy duty black EPDM finger guard in satin anodised aluminium carriers screwed to door and hanging jamb, make good and remove waste and debris. | Door Furniture:Supply and install 157mm wide slimlene heavy duty black EPDM finger guard in satin anodised aluminium carriers screwed to door and hanging jamb in accordance with the manufacturer's technical data sheet, make good and remove waste and debris. | 79.4515
392583 | New | R | N | N | N | JR | DOOR FURNITURE:INSTALL 260MM FINGERGUARD | Carpentry and Joinery | Ironmongery | Fingerguards | IT | 115.7566 | Door Furniture:Supply and install 260mm wide slimlene heavy duty black EPDM finger guard in satin anodised aluminium carriers screwed to door and hanging jamb, make good and remove waste and debris. | Door Furniture:Supply and install 260mm wide slimlene heavy duty black EPDM finger guard in satin anodised aluminium carriers screwed to door and hanging jamb in accordance with the manufacturer's technical data sheet, make good and remove waste and debris. | 115.7566
392591 | New | R | N | N | N | JR | DOOR FURNITURE:INSTALL DROP DOWN SMOKE SEAL 630MM | Carpentry and Joinery | Ironmongery | Drop Down Smoke Seals | IT | 44.8304 | Door Furniture:Install smoke rated drop down door seal comprising aluminium body with self extinguishing PVC runner, ne 630mm long. Undertaken by fire door certified operative. | Door Furniture:Supply and install smoke rated surface mounted bottom drop down door seal comprising aluminium body with self extinguishing PVC runner coextruded seal and carrier, cut to size to suit door, not exceeding 630mm long, fixed to door in accordance with the manufacturer’s technical data sheet, make good and remove waste and debris. Undertaken by a fire door certified operative eg. BMTRADA or other approved certified body. | 44.8304
392595 | New | R | N | N | N | JR | DOOR FURNITURE:INSTALL DROP DOWN SMOKE SEAL 830MM | Carpentry and Joinery | Ironmongery | Drop Down Smoke Seals | IT | 49.2405 | Door Furniture:Install smoke rated drop down door seal comprising aluminium body with self extinguishing PVC runner, over 730mm and ne 830mm long. Undertaken by fire door certified operative. | Door Furniture:Supply and install smoke rated surface mounted bottom drop down door seal comprising aluminium body with self extinguishing PVC runner coextruded seal and carrier, cut to size to suit door, over 730mm and not exceeding 830mm long, fixed to door in accordance with the manufacturer’s technical data sheet, make good and remove waste and debris. Undertaken by a fire door certified operative eg. BMTRADA or other approved certified body. | 49.2405
392599 | New | R | N | N | N | JR | DOOR FURNITURE:INSTALL DROP DOWN SMOKE SEAL 1030MM | Carpentry and Joinery | Ironmongery | Drop Down Smoke Seals | IT | 53.522 | Door Furniture:Supply, install smoke rated drop down door seal, aluminium body with self extinguishing PVC runner, over 930mm and ne1030mm long. Undertaken by fire door certified operative. | Door Furniture:Supply and install smoke rated surface mounted bottom drop down door seal comprising aluminium body with self extinguishing PVC runner coextruded seal and carrier, cut to size to suit door, over 930mm and ne1030mm long, fixed to door in accordance with the manufacturer's technical data sheet, make good and remove waste and debris. Undertaken by a fire door certified operative eg. BMTRADA or other approved certified body. | 53.522
392601 |  | R | N | N | N | JR | DOORS:INSTALL ALUMINIUM SHEETING TO FACE OF DOOR | Carpentry and Joinery | Ironmongery | Aluminium Door Facing | IT | 216.9347 | Doors:Supply and install 4mm aluminium grade 1050 plain finish sheeting, cut to size of door and drilled and screwed at 150mm centres to face of door subject to high impact, remove waste and debris. | Doors:Supply and install 4mm aluminium grade 1050 plain finish sheeting, cut to size of door and drilled and screwed at 150mm centres to face of door subject to high impact, remove waste and debris. | 216.9347
392701 |  | R | N | N | N | JR | LETTERPLATE:RENEW COMPLETE WITH KNOCKER | Carpentry and Joinery | Ironmongery | Letterplates | NO | 51.8937 | Letterplate:Renew letter plate and knocker including plugging and redrilling holes and altering opening where necessary and provide and fix new brush type draught excluder. | Letterplate:Renew letter plate and knocker including plugging and redrilling holes and altering opening where necessary and provide and fix new brush type draught excluder. | 51.8937
392702 |  | R | N | N | N | JR | LETTERPLATE:SUPPLY AND FIX NEW | Carpentry and Joinery | Ironmongery | Letterplates | NO | 85.247 | Letterplate:Supply and fix new letter plate including cutting opening in door or sidelight frame and provide and fix new brush type draught excluder. | Letterplate:Supply and fix new letter plate including cutting opening in door or sidelight frame and provide and fix new brush type draught excluder. | 85.247
392703 |  | R | N | N | N | JR | LETTERPLATE:RENEW FIREPROOF TYPE | Carpentry and Joinery | Ironmongery | Letterplates | NO | 53.1002 | Letterplate:Renew fireproof letter plate and knocker to suit appropriate fire resisting door including plugging and redrilling holes and adapting opening where necessry. | Letterplate:Renew or supply and install fireproof letter plate and knocker to suit appropriate fire resisting door or sidelight frame including plugging and redrilling holes and adapting opening where necessary. | 53.1002
392705 |  | R | N | N | N | JR | LETTERPLATE:RENEW OR SUPPLY HIGH SECURITY COWL | Carpentry and Joinery | Ironmongery | Letterplates | NO | 26.8295 | Letterplate:Renew or supply and fix new high security internal letter cowl screwed to internal face of door. | Letterplate:Renew or supply and fix new high security internal letter cowl screwed to internal face of door. | 26.8295
392706 |  | R | N | Y | N | JR | LETTERPLATE:RENEW OR SUPPLY DRAUGHT EXCLUDER | Carpentry and Joinery | Ironmongery | Letterplates | NO | 12.5906 | Letterplate:Renew or supply and fix PVCu draught excluder with brush inset screwed to internal face of door. | Letterplate:Renew or supply and fix PVCu draught excluder with brush inset screwed to internal face of door. | 12.5906
392801 |  | R | N | N | N | JR | LOCKABLE POSTBOX:SUPPLY AND FIX NEW | Carpentry and Joinery | Ironmongery | Lockable Postboxes | NO | 43.831 | Lockable Postbox:Supply and fix wall mounted powder coated finished galvanised steel lockable postbox complete with 2 keys, including plugging and screwing as required, make good waste and debris. | Lockable Postbox:Supply and fix wall mounted powder coated finished galvanised steel lockable postbox complete with 2 keys, including plugging and screwing as required, make good waste and debris. | 43.831
392901 |  | R | N | N | N | JR | DOOR NUMERAL:RENEW NE 3 NO | Carpentry and Joinery | Ironmongery | Door Numerals | IT | 17.7967 | Door Numeral:Renew or replace ne 3 No. letters or numerals. | Door Numeral:Renew or replace ne 3 No. letters or numerals. | 17.7967
393101 |  | R | N | N | N | JR | DOOR STOP:PROVIDE RUBBER STOP | Carpentry and Joinery | Ironmongery | Door Stop | NO | 5.2365 | Door Stop:Supply and fix 25mm diameter rubber door stop to softwood or masonry. | Door Stop:Supply and fix 25mm diameter rubber door stop to softwood or masonry. | 5.2365
393301 |  | R | N | N | N | JR | CUPBOARD:RENEW CUPBOARD PULL | Carpentry and Joinery | Ironmongery | Cupboard Handles | NO | 10.063 | Cupboard:Renew 44mm satin anodised aluminium cupboard pull handle. | Cupboard:Renew 44mm satin anodised aluminium cupboard pull handle. | 10.063
393303 |  | R | N | N | N | JR | CUPBOARD:RENEW PULL HANDLE | Carpentry and Joinery | Ironmongery | Cupboard Handles | NO | 7.9687 | Cupboard:Renew 100mm satin anodised aluminium 'D' pull handle, including plug holes where necessary. | Cupboard:Renew 100mm satin anodised aluminium 'D' pull handle, including plug holes where necessary. | 7.9687
393305 |  | R | N | N | N | JR | CUPBOARD:REFIX PULL OR KNOB HANDLE | Carpentry and Joinery | Ironmongery | Cupboard Handles | NO | 3.072 | Cupboard:Refix loose pull or knobhandle. | Cupboard:Refix loose pull or knobhandle. | 3.072
393307 |  | R | N | N | N | JR | CUPBOARD:RENEW KNOB | Carpentry and Joinery | Ironmongery | Cupboard Handles | NO | 5.4999 | Cupboard:Renew satin anodised aluminium knob handle. | Cupboard:Renew satin anodised aluminium knob handle. | 5.4999
393501 |  | R | N | N | N | JR | CHILD SAFETY GATE:SUPPLY AND FIX NEW | Carpentry and Joinery | Ironmongery | Child Safety Gates | NO | 51.3892 | Child Safety Gate:Renew or install new safety gate with child-proof release fittings to staircase or any opening ne 1.055m wide including plugging and screwing as required, make good waste and debris. | Child Safety Gate:Renew or supply and fix child safety gate with child-proof release fittings to staircase or any opening ne 1.055m wide including plugging and screwing as required, make good waste and debris. | 51.3892
395101 |  | R | N | Y | N | JR | CEILING HATCH:FORM OPENING COMPLETE | Carpentry and Joinery | Miscellaneous Works | Ceiling Access Hatch | IT | 209.9782 | Ceiling Hatch:Cut opening through ceiling, trim opening with 75x150mm trimmers, 25x38mm stops fixed to trimmers/joists, 19x69mm architraves, 18mm blockboard trap, ironmongery, make good. | Ceiling Hatch:Cut opening through ceiling for access hatch, trim opening with ne 75x150mm pressure impregnated sawn softwood trimmers, 25x38mm softwood stops fixed to trimmers/joists, 19x69mm softwood architraves and 900x600x18mm blockboard trap, fully insulated, fix draught strips to perimeter of hatch, ironmongery, make good to plasterwork and decorate to match existing. | 209.9782
395103 |  | R | N | Y | N | JR | CEILING HATCH:RENEW BLOCKBOARD ACCESS HATCH | Carpentry and Joinery | Miscellaneous Works | Ceiling Access Hatch | IT | 87.2102 | Ceiling Hatch:Renew with 18mm blockboard access hatch, fully insulated with 150mm mineral fibre insulation, including fit new draught strips, all ironmongery and decorate to match existing. | Ceiling Hatch:Renew with 18mm blockboard access hatch, fully insulated with 150mm mineral fibre insulation, including fit new draught strips, all ironmongery and decorate to match existing. | 87.2102
395105 |  | R | N | Y | N | JR | CEILING HATCH:FIX NEW PROPRIETARY HATCH | Carpentry and Joinery | Miscellaneous Works | Ceiling Access Hatch | IT | 133.3424 | Ceiling Hatch:Cut opening through ceiling, trim opening as necessary and supply and fix proprietary purpose make ceiling access hatch complete, make good to all finishes and decorations. | Ceiling Hatch:Cut opening through ceiling, trim opening as necessary and supply and fix proprietary purpose make ceiling access hatch complete, make good all finishes and decorations. | 133.3424
395107 |  | R | N | Y | N | JR | CEILING HATCH:RENEW PROPRIETARY HATCH | Carpentry and Joinery | Miscellaneous Works | Ceiling Access Hatch | IT | 71.7646 | Ceiling Hatch:Renew existing proprietary ceiling hatch, remove existing, supply and fix proprietary purpose make ceiling access hatch complete, make good to all finishes and decorations. | Ceiling Hatch:Renew existing proprietary ceiling hatch, remove existing, supply and fix proprietary purpose make ceiling access hatch complete, make good all finishes and decorations. | 71.7646
395109 |  | R | N | N | N | JR | CEILING HATCH:OVERHAUL HATCH | Carpentry and Joinery | Miscellaneous Works | Ceiling Access Hatch | IT | 16.8223 | Ceiling Hatch:Repair access hatch including remove and refix hatch and ironmongery as necessary and leave in working order and remove waste and debris. | Ceiling Hatch:Repair access hatch including remove and refix hatch and ironmongery as necessary and leave in working order and remove waste and debris. | 16.8223
395111 |  | R | N | N | N | JR | CEILING HATCH:RENEW DRAUGHT INSULATION STRIPS | Carpentry and Joinery | Miscellaneous Works | Ceiling Access Hatch | IT | 13.4278 | Ceiling Hatch:Renew or supply and fix draught insulation strips to access hatch. | Ceiling Hatch:Renew or supply and fix draught insulation strips to access hatch. | 13.4278
395113 |  | R | N | N | N | JR | CEILING HATCH:UPGRADE FIRE RESISTANCE | Carpentry and Joinery | Miscellaneous Works | Ceiling Access Hatch | IT | 37.5538 | Ceiling Hatch:Upgrade fire resistance of ceiling hatch, supply, cut and fit 12.5mm plasterboard screwed to roof space side of hatch. | Ceiling Hatch:Upgrade fire resistance of ceiling hatch, supply, cut and fit 12.5mm plasterboard screwed to roof space side of hatch. | 37.5538
395115 |  | R | N | N | N | JR | CEILING HATCH:UPGRADE INSULATION | Carpentry and Joinery | Miscellaneous Works | Ceiling Access Hatch | IT | 32.2845 | Ceiling Hatch:Upgrade thermal insulation of ceiling hatch, supply, cut and fit 75mm Celotex or approved equal fixed to roof space side of hatch. | Ceiling Hatch:Upgrade thermal insulation of ceiling hatch, supply, cut and fit 75mm Celotex or other equal and approved thermal sheeting fixed to roof space side of hatch. | 32.2845
395201 |  | U | N | N | Y | JR | METER CUPBOARD:RENEW DOOR HINGE | Carpentry and Joinery | Miscellaneous Works | Meter Cupboards | NO | 10.9238 | Meter Cupboard:Renew hinge to door of any plastic gas or electric meter cupboard. | Meter Cupboard:Renew hinge to door of any plastic gas or electric meter cupboard. | 10.9238
395203 |  | U | N | N | Y | JR | METER CUPBOARD:RENEW 3 PORT LOCK | Carpentry and Joinery | Miscellaneous Works | Meter Cupboards | NO | 14.7916 | Meter Cupboard:Renew any three port key type lock to plastic door of gas or electric meter cupboard. | Meter Cupboard:Renew any three port key type lock to plastic door of gas or electric meter cupboard. | 14.7916
395218 |  | R | N | N | N | JR | METER CUPBOARD:AFFIX METAL PLATE TO DAMAGED DOOR | Carpentry and Joinery | Miscellaneous Works | Meter Cupboards | NO | 36.715 | Meter Cupboard:Affix metal plate to cover damaged section in timber door. | Meter Cupboard:Affix metal plate to cover damaged section in timber door. | 36.715
396001 |  | E | Y | N | Y | JR | DWELLING:GAIN ACCESS - 1 DOOR - 1 LOCK | Carpentry and Joinery | Miscellaneous Works | Gain Entry | IT | 70.7261 | Dwelling:Gain access for tenant locked out or emergency works, including force access to door, splice in new piece to frame, touch up decorations provide new barrel and keys. | Dwelling:Gain access for tenant locked out or emergency works, including force access to door, cut out and splice in new piece to external door frame, touch up decorations, provide new barrel and two keys as necessary or gain access through window including remove existing glass, gain access, reglaze including make good and touch up decorations. | 70.7261
396002 |  | E | Y | N | Y | JR | DWELLING:GAIN ACCESS - 1 DOOR - 2 LOCKS | Carpentry and Joinery | Miscellaneous Works | Gain Entry | IT | 111.623 | Dwelling:Gain access for tenant locked out or for emergency works, force access, splice to frame, touch up decorations, new nightlatch barrel and new mortice lock or mortice deadlock and two keys. | Dwelling:Gain access for tenant locked out or for emergency works, including force access to door, cut out and splice in new pieces to external door frame, touch up decorations, provide new barrel and two keys as necessary to cylinder nightlatch and provide new mortice lock or mortice deadlock and two keys. | 111.623
515005 |  | U | N | N | N | GL | PANE:REGLAZE 4MM CLEAR OR OBSCURE UPTO 1SM | Glazing | Reglaze Doors and Windows | Glass - Clear and Obscured | NO | 67.8102 | Pane:Reglaze single pane in 4mm clear or obscure glass, upto 1.00sm, hack out and glaze with putty, sprigs, clips or beads at any level, touch up paintwork to match existing, remove waste and debris. | Pane:Reglaze single pane in 4mm clear or obscure glass, upto 1.00sm, hack out and glaze with putty, sprigs, clips or beads at any level, touch up paintwork to match existing and remove waste and debris. | 67.8102
515007 |  | U | N | N | N | GL | PANE:REGLAZE 4MM CLEAR OR OBSCURE OVER 1SM | Glazing | Reglaze Doors and Windows | Glass - Clear and Obscured | SM | 88.9313 | Pane:Reglaze single pane in 4mm clear or obscure glass, over 1.00sm, hack out and glaze with putty, sprigs, clips or beads at any level, touch up paintwork to match existing, remove waste and debris. | Pane:Reglaze single pane in 4mm clear or obscure glass, over 1.00sm, hack out and glaze with putty, sprigs, clips or beads at any level, touch up paintwork to match existing and remove waste and debris. | 88.9313
515013 |  | U | N | N | N | GL | PANE:REGLAZE 6MM CLEAR OR OBSCURE UPTO 1SM | Glazing | Reglaze Doors and Windows | Glass - Clear and Obscured | NO | 86.1334 | Pane:Reglaze single pane in 6mm clear or obscure glass, upto 1.00sm, hack out and glaze with putty, sprigs, clips or beads at any level, touch up decoration to match existing, remove waste and debris. | Pane:Reglaze single pane in 6mm clear or obscure glass, upto 1.00sm, hack out and glaze with putty, sprigs, clips or beads at any level, touch up decoration to match existing and remove waste and debris. | 86.1334
515015 |  | U | N | N | N | GL | PANE:REGLAZE 6MM CLEAR OR OBSCURE OVER 1SM | Glazing | Reglaze Doors and Windows | Glass - Clear and Obscured | SM | 110.2083 | Pane:Reglaze single pane in 6mm clear or obscure glass, over 1.00sm, hack out and glaze with putty, sprigs, clips or beads at any level, touch up decoration to match existing, remove waste and debris. | Pane:Reglaze single pane in 6mm clear or obscure glass, over 1.00sm, hack out and glaze with putty, sprigs, clips or beads at any level, touch up decoration to match existing and remove waste and debris. | 110.2083
520005 |  | U | N | N | N | GL | PANE:REGLAZE 7MM GWCG UPTO 1SM | Glazing | Reglaze Doors and Windows | Glass - Georgian Wired Cast | NO | 118.2856 | Pane:Reglaze single pane in 7mm georgian wired cast glass, ne 1.00sm, hack out, glaze with putty, sprigs, clips or beads at any level, touch up decoration to match existing, remove waste and debris. | Pane:Reglaze single pane in 7mm georgian wired cast glass, upto 1.00sm, hack out and glaze with putty, sprigs, clips or beads at any level, touch up decoration to match existing and remove waste and debris. | 118.2856
520007 |  | U | N | N | N | GL | PANE:REGLAZE 7MM GWCG OVER 1SM | Glazing | Reglaze Doors and Windows | Glass - Georgian Wired Cast | SM | 152.8964 | Pane:Reglaze single pane in 7mm georgian wired cast glass, over 1.00sm, hack out, glaze with putty, sprigs, clips or beads at any level, touch up decoration to match existing, remove waste and debris. | Pane:Reglaze single pane in 7mm georgian wired cast glass, over 1.00sm, hack out and glaze with putty, sprigs, clips or beads at any level, touch up decoration to match existing and remove waste and debris. | 152.8964
525005 |  | U | N | N | N | GL | PANE:REGLAZE 6MM GWPP UPTO 1SM | Glazing | Reglaze Doors and Windows | Glass - Georgian Wired Polished | NO | 166.8406 | Pane:Reglaze single pane in 6mm georgian wired polished plate glass ne 1.00sm, hack out, glaze with putty, sprigs, etc., at any level, touch up decoration to match existing, remove waste and debris. | Pane:Reglaze single pane in 6mm georgian wired polished plate glass upto 1.00sm, hack out and glaze with putty, sprigs, clips or beads at any level, touch up decoration to match existing and remove waste and debris. | 166.8406
525007 |  | U | N | N | N | GL | PANE:REGLAZE 6MM GWPP OVER 1SM | Glazing | Reglaze Doors and Windows | Glass - Georgian Wired Polished | SM | 217.6325 | Pane:Reglaze single pane in 6mm georgian wired polished plate glass over 1.00sm, hack out, glaze with putty, sprigs, etc., at any level, touch up decoration to match existing, remove waste and debris. | Pane:Reglaze single pane in 6mm georgian wired polished plate glass over 1.00sm, hack out and glaze with putty, sprigs, clips or beads at any level, touch up decoration to match existing and remove waste and debris. | 217.6325
530001 |  | R | N | N | N | GL | PANE:REGLAZE 6MM TOUGHENED UPTO 0.25SM | Glazing | Reglaze Doors and Windows | Glass - Toughened | NO | 48.1825 | Pane:Reglaze single pane in 6mm toughened safety glass ne 0.25sm, hack out and glaze with putty, sprigs, clips or beads at any level, touch up decoration to match existing, remove waste and debris. | Pane:Reglaze single pane in 6mm toughened safety glass upto 0.25sm, hack out and glaze with putty, sprigs, clips or beads at any level, touch up decoration to match existing and remove waste and debris. | 48.1825
530005 |  | R | N | N | N | GL | PANE:REGLAZE 6MM TOUGHENED UPTO 1SM | Glazing | Reglaze Doors and Windows | Glass - Toughened | NO | 113.0152 | Pane:Reglaze single pane in 6mm toughened safety glass ne 1.00sm, hack out and glaze with putty, sprigs, clips or beads at any level, touch up decoration to match existing, remove waste and debris. | Pane:Reglaze single pane in 6mm toughened safety glass upto 1.00sm, hack out and glaze with putty, sprigs, clips or beads at any level, touch up decoration to match existing and remove waste and debris. | 113.0152
530007 |  | R | N | N | N | GL | PANE:REGLAZE 6MM TOUGHENED OVER 1SM | Glazing | Reglaze Doors and Windows | Glass - Toughened | SM | 146.4329 | Pane:Reglaze single pane in 6mm toughened safety glass, over 1.00sm, hack out and glaze with putty, sprigs, clips or beads at any level, touch up decoration to match existing, remove waste and debris. | Pane:Reglaze single pane in 6mm toughened safety glass, over 1.00sm, hack out and glaze with putty, sprigs, clips or beads at any level, touch up decoration to match existing and remove waste and debris. | 146.4329
530009 |  | R | N | N | N | GL | PANE:REGLAZE TOUGHENED GLASS CASSETTE NE 0.20SM | Glazing | Reglaze Doors and Windows | Glass - Toughened Cassettes | NO | 139.0279 | Pane:Reglaze double glazed doorset cassette in clear or obscure toughened glass ne 0.20sm, remove existing and fix new cassette into door, sidelight or fanlight, and remove waste and debris. | Pane:Reglaze double glazed doorset cassette in clear or obscure toughened glass ne 0.20sm, remove existing and fix new cassette into door, sidelight or fanlight, and remove waste and debris. | 139.0279
530011 |  | R | N | N | N | GL | PANE:REGLAZE TOUGHENED GLASS CASSETTE NE 0.50SM | Glazing | Reglaze Doors and Windows | Glass - Toughened Cassettes | NO | 171.3784 | Pane:Reglaze double glazed doorset cassette in clear or obscure toughened glass ne 0.50sm, remove existing and fix new cassette into door, sidelight or fanlight, and remove waste and debris. | Pane:Reglaze double glazed doorset cassette in clear or obscure toughened glass over 0.20 and ne 0.50sm, remove existing and fix new cassette into door, sidelight or fanlight, and remove waste and debris. | 171.3784
535005 |  | R | N | N | N | GL | PANE:REGLAZE 6.4MM LAMINATED UPTO 1SM | Glazing | Reglaze Doors and Windows | Glass - Laminated | NO | 108.2427 | Pane:Reglaze single pane in 6.4mm laminated glass upto 1.00sm, hack out and glaze with putty, sprigs, clips or beads at any level, touch up decoration to match existing and remove waste and debris. | Pane:Reglaze single pane in 6.4mm laminated glass upto 1.00sm, hack out and glaze with putty, sprigs, clips or beads at any level, touch up decoration to match existing and remove waste and debris. | 108.2427
535007 |  | R | N | N | N | GL | PANE:REGLAZE 6.4MM LAMINATED OVER 1SM | Glazing | Reglaze Doors and Windows | Glass - Laminated | SM | 134.1362 | Pane:Reglaze single pane in 6.4mm laminated glass over 1.00sm, hack out and glaze with putty, sprigs, clips or beads at any level, touch up decoration to match existing and remove waste and debris. | Pane:Reglaze single pane in 6.4mm laminated glass over 1.00sm, hack out and glaze with putty, sprigs, clips or beads at any level, touch up decoration to match existing and remove waste and debris. | 134.1362
535015 |  | R | N | N | N | GL | PANE:REGLAZE 4.4MM LAMINATED UPTO 1SM | Glazing | Reglaze Doors and Windows | Glass - Laminated | NO | 77.451 | Pane:Reglaze single pane in 4.4mm laminated glass, upto 1.00sm, hack out and glaze with putty, sprigs, clips or beads at any level, touch up decoration to match existing and remove waste and debris. | Pane:Reglaze single pane in 4.4mm laminated glass, upto 1.00sm, hack out and glaze with putty, sprigs, clips or beads at any level, touch up decoration to match existing and remove waste and debris. | 77.451
535017 |  | R | N | N | N | GL | PANE:REGLAZE 4.4MM LAMINATED OVER 1SM | Glazing | Reglaze Doors and Windows | Glass - Laminated | SM | 101.7896 | Pane:Reglaze single pane in 4.4mm laminated glass, over 1.00sm hack out and glaze with putty, sprigs, clips or beads at any level, touch up decoration to match existing and remove waste and debris. | Pane:Reglaze single pane in 4.4mm laminated glass, over 1.00sm hack out and glaze with putty, sprigs, clips or beads at any level, touch up decoration to match existing and remove waste and debris. | 101.7896
535025 |  | R | N | N | N | GL | PANE:REGLAZE 6.8MM LAMINATED/STIPPOLYTE UPTO 1 SM | Glazing | Reglaze Doors and Windows | Glass - 6.8mm Laminated/Stippolyte | NO | 161.3607 | Pane:Reglaze single pane in 6.8mm laminated/stippolyte glass upto 1.00sm, hack out, glaze with putty, sprigs, clips or beads at any level, touch up decoration to match, remove waste and debris. | Pane:Reglaze single pane in 6.8mm laminated/stippolyte glass upto 1.00sm, hack out and glaze with putty, sprigs, clips or beads at any level, touch up decoration to match existing and remove waste and debris. | 161.3607
535027 |  | R | N | N | N | GL | PANE:REGLAZE 6.8MM LAMINATED/STIPPOLYTE OVER 1 SM | Glazing | Reglaze Doors and Windows | Glass - 6.8mm Laminated/Stippolyte | SM | 204.9563 | Pane:Reglaze single pane in 6.8mm laminated/stippolyte glass over 1.00sm, hack out, glaze with putty, sprigs, clips or beads at any level, touch up decoration to match, remove waste and debris. | Pane:Reglaze single pane in 6.8mm laminated/stippolyte glass over 1.00sm, hack out and glaze with putty, sprigs, clips or beads at any level, touch up decoration to match existing and remove waste and debris. | 204.9563
540005 |  | U | N | N | N | GL | PANE:REGLAZE 4MM POLYCARBONATE UPTO 1SM | Glazing | Reglaze Doors and Windows | Glass - Polycarbonate | NO | 92.4046 | Pane:Reglaze single pane in 4mm polycarbonate glass upto 1.00sm, hack out and glaze with putty, sprigs, clips or beads at any level, touch up decoration to match existing and remove waste and debris. | Pane:Reglaze single pane in 4mm polycarbonate glass upto 1.00sm, hack out and glaze with putty, sprigs, clips or beads at any level, touch up decoration to match existing and remove waste and debris. | 92.4046
540007 |  | U | N | N | N | GL | PANE:REGLAZE 4MM POLYCARBONATE OVER 1SM | Glazing | Reglaze Doors and Windows | Glass - Polycarbonate | SM | 115.7945 | Pane:Reglaze single pane in 4mm polycarbonate glass, over 1.00sm hack out and glaze with putty, sprigs, clips or beads at any level, touch up decoration to match existing and remove waste and debris. | Pane:Reglaze single pane in 4mm polycarbonate glass, over 1.00sm hack out and glaze with putty, sprigs, clips or beads at any level, touch up decoration to match existing and remove waste and debris. | 115.7945
540055 |  | U | N | N | N | GL | PANE:REGLAZE 6MM POLYCARBONATE UPTO 1.00SM | Glazing | Reglaze Doors and Windows | Glass - Polycarbonate | NO | 118.6828 | Pane:Reglaze single pane in 6mm polycarbonate glass upto 1.00sm, hack out and glaze with putty, sprigs, clips or beads at any level, touch up decoration to match existing and remove waste and debris. | Pane:Reglaze single pane in 6mm polycarbonate glass upto 1.00sm, hack out and glaze with putty, sprigs, clips or beads at any level, touch up decoration to match existing and remove waste and debris. | 118.6828
540057 |  | U | N | N | N | GL | PANE:REGLAZE 6MM POLYCARBONATE OVER 1.00SM | Glazing | Reglaze Doors and Windows | Glass - Polycarbonate | SM | 150.8243 | Pane:Reglaze single pane in 6mm polycarbonate glass, over 1.00sm hack out and glaze with putty, sprigs, clips or beads at any level, touch up decoration to match existing and remove waste and debris. | Pane:Reglaze single pane in 6mm polycarbonate glass, over 1.00sm hack out and glaze with putty, sprigs, clips or beads at any level, touch up decoration to match existing and remove waste and debris. | 150.8243
540101 |  | R | N | N | N | GL | PANE:REGLAZE FIRE SAFETY IMPACT CASSETTE NE 0.20SM | Glazing | Reglaze Doors and Windows | Glass - Fire Safety Impact Glass Cassettes | NO | 125.1751 | Pane:Reglaze double glazed doorset cassette in clear or obscure pyrostem or Pyroshield fire/safety wired impact glass ne 0.20sm, sidelight or fanlight, remove waste and debris. | Pane:Reglaze double glazed doorset cassette in clear or obscure pyrostem or Pyroshield fire/safety wired impact glass ne 0.20sm, remove existing and fix new cassette into door, sidelight or fanlight, and remove waste and debris. | 125.1751
540103 |  | R | N | N | N | GL | PANE:REGLAZE FIRE SAFETY IMPACT CASSETTE NE 0.50SM | Glazing | Reglaze Doors and Windows | Glass - Fire Safety Impact Glass Cassettes | NO | 248.458 | Pane:Reglaze double glazed doorset cassette in clear or obscure pyrostem or Pyroshield fire/safety wired impact glass over 0.20 and ne 0.50sm, sidelight or fanlight, remove waste and debris. | Pane:Reglaze double glazed doorset cassette in clear or obscure pyrostem or Pyroshield fire/safety wired impact glass over 0.20 and ne 0.50sm, remove existing and fix new cassette into door, sidelight or fanlight, and remove waste and debris. | 248.458
541001 |  | R | N | N | N | GL | PANE:REGLAZE 7MM FIRE SAFETY IMPACT UPTO 1SM | Glazing | Reglaze Doors and Windows | Glass - 7mm Fire Safety Impact Glass | NO | 171.3993 | Pane:Reglaze single pane in 7mm clear Pyrostem or Pyroshield fire safety wired impact glass upto 1.00sm, hack out, glaze with putty, beads, at any level, touch up decoration, remove waste and debris. | Pane:Reglaze single pane in 7mm clear Pyrostem or Pyroshield fire safety wired impact glass upto 1.00sm, hack out and glaze with putty, sprigs, clips or beads at any level, touch up decoration to match existing and remove waste and debris. | 171.3993
541002 |  | R | N | N | N | GL | PANE:REGLAZE 7MM FIRE SAFETY IMPACT NE 0.50SM | Glazing | Reglaze Doors and Windows | Glass - 7mm Fire Safety Impact Glass | NO | 116.1193 | Pane:Reglaze single pane in 7mm clear Pyrostem or Pyroshield fire safety wired impact glass ne 0.50sm, touch up decoration to match existing, remove waste and debris. | Pane:Reglaze single pane in 7mm clear Pyrostem or Pyroshield fire safety wired impact glass ne 0.50sm, hack out and glaze with putty, sprigs, clips or beads at any level, touch up decoration to match existing, and remove waste and debris. | 116.1193
541003 |  | R | N | N | N | GL | PANE:REGLAZE 7MM FIRE SAFETY IMPACT OVER 1SM | Glazing | Reglaze Doors and Windows | Glass - 7mm Fire Safety Impact Glass | SM | 219.453 | Pane:Reglaze single pane in 7mm clear Pyrostem or Pyroshield fire safety wired impact glass over 1.00sm, hack out, glaze with putty, beads, at any level, touch up decoration, remove waste and debris. | Pane:Reglaze single pane in 7mm clear Pyrostem or Pyroshield fire safety wired impact glass, over 1.00sm hack out and glaze with putty, sprigs, clips or beads at any level, touch up decoration to match existing and remove waste and debris. | 219.453
551005 |  | R | N | N | N | GL | DOUBLE GLAZED UNIT:REGLAZE UPTO 1SM-CLEAR LOW E | Glazing | Reglaze Doors and Windows | Double Glazed Units - Clear Float Low E Glass | NO | 88.4633 | Double Glazed Unit:Reglaze unit ne 1.00sm, 28mm clear float low emissivity (Low E) glass flush edge hermetically sealedunit, hack out glass, glaze new unit to any frames, touch up decoration. | Double Glazed Unit:Reglaze unit upto 1.00sm, hermetically sealed with 4mm clear float low emissivity (Low E) glass flush edge unit, including remove beads etc. and set aside, hack out glass and glaze new unit to wood, metal or PVCu frames, touch up decoration as necessary to match existing and remove waste and debris. | 88.4633
551007 |  | R | N | N | N | GL | DOUBLE GLAZED UNIT:REGLAZE OVER 1.0SM-CLEAR LOW E | Glazing | Reglaze Doors and Windows | Double Glazed Units - Clear Float Low E Glass | SM | 149.9246 | Double Glazed Unit:Reglaze unit over 1.00sm with 28mm clear float low emissivity (Low E) glass flush edge hermetically sealed unit, hack out, glaze new unit to any frames, touch up decoration. | Double Glazed Unit:Reglaze unit over 1.00sm with 28mm clear float low emissivity (Low E) glass flush edge hermetically sealed unit, including remove beads etc. and set aside, hack out glass and glaze new unit to wood, metal or PVCu frames, touch up paintwork to match existing internally and prepare for redecoration externally as necessary and remove waste and debris. | 149.9246
551055 |  | R | N | N | N | GL | DOUBLE GLAZED UNIT:REGLAZE 28MM NE 1SM CLEAR LOW E | Glazing | Reglaze Doors and Windows | Double Glazed Units - Clear Float Low E Glass | NO | 92.804 | Double Glazed Unit:Reglaze unit ne 1.00sm with 28mm hermetically sealed 4mm clear float (Low E) flush edge unit, remove/refix beads etc, hack out, glaze, touch up decoration, remove waste and debris. | Double Glazed Unit:Reglaze unit upto 1.00sm with 28mm thick hermetically sealed with 4mm clear float low emissivity (Low E) glass flush edge unit, including remove beads etc. and set aside, hack out glass and glaze new unit to wood, metal or PVCu frames, touch up decoration as necessary to match existing and remove waste and debris. | 92.804
551057 |  | R | N | N | N | GL | DOUBLE GLAZED UNIT:REGLAZE 28MM EX 1SM CLEAR LOW E | Glazing | Reglaze Doors and Windows | Double Glazed Units - Clear Float Low E Glass | SM | 157.3541 | Double Glazed Unit:Reglaze unit over 1.00sm with 28mm hermetically sealed 4mm clear float (Low E) flush edge unit, remove/refix beads etc, hack out, glaze, touch up decoration, remove waste, debris. | Double Glazed Unit:Reglaze unit over 1.00sm with 28mm thick hermetically sealed with 4mm clear float low emissivity (Low E) glass flush edge unit, including remove beads etc. and set aside, hack out glass and glaze new unit to wood, metal or PVCu frames, touch up decoration as necessary to match existing and remove waste and debris. | 157.3541
556005 |  | R | N | N | N | GL | DOUBLE GLAZED UNIT:REGLAZE UPTO 1SM SAFETY LOW E | Glazing | Reglaze Doors and Windows | Double Glazed Units - Safety Low E Glass | NO | 101.1344 | Double Glazed Unit:Reglaze unit ne 1.00sm with 28mm safety low emissivity (Low E) glass flush edge hermetically sealed unit, hack out glass, glaze new unit to any frames, touch up decoration. | Double Glazed Unit:Reglaze unit upto 1.00sm, hermatically sealed with 4mm safety low emissivity (Low E) glass flush edge unit, including remove beads etc., hack out glass and glaze new unit to wood, metal or PVCu frames, touch up decoration as necessary to match existing and remove waste and debris. | 101.1344
556007 |  | R | N | N | N | GL | DOUBLE GLAZED UNIT:REGLAZE OVER 1SM SAFETY LOW E | Glazing | Reglaze Doors and Windows | Double Glazed Units - Safety Low E Glass | SM | 179.9351 | Double Glazed Unit:Reglaze unit over 1.00sm with 28mm safety low emissivity (Low E) glass flush edgehermetically sealed unit, hack out glass, glaze new unit to any frames, touch up decoration. | Double Glazed Unit:Reglaze unit over 1.00sm with hermetically sealed 4mm safety low emissivity (Low E) glass flush edge unit, including remove beads etc., hack out glass and glaze new unit to wood, metal or PVCu frames, touch up decoration as necessary to match existing and remove waste and debris. | 179.9351
556055 |  | R | N | N | N | GL | DOUBLE GLAZED UNIT:REGLAZE 28MM NE 1SM SAFETY LOWE | Glazing | Reglaze Doors and Windows | Double Glazed Units - Safety Low E Glass | NO | 106.7387 | Double Glazed Unit:Reglaze unit ne 1.00sm with 28mm hermetically sealed 4mm safety (Low E) flush edge unit, remove/refix beads etc, hack out, glaze, touch up decoration, remove waste and debris. | Double Glazed Unit:Reglaze unit upto 1.00sm with 28mm thick hermatically sealed with 4mm safety low emissivity (Low E) glass flush edge unit, including remove beads etc., hack out glass and glaze new unit to wood, metal or PVCu frames, touch up decoration as necessary to match existing and remove waste and debris. | 106.7387
556057 |  | R | N | N | N | GL | DOUBLE GLAZED UNIT:REGLAZE 28MM EX 1SM SAFETY LOWE | Glazing | Reglaze Doors and Windows | Double Glazed Units - Safety Low E Glass | SM | 189.6227 | Double Glazed Unit:Reglaze unit over 1.00sm with 28mm hermetically sealed 4mm safety (Low E) flush edge unit, remove/refix beads etc, hack out, glaze, touch up decoration, remove waste, debris. | Double Glazed Unit:Reglaze unit over 1.00sm with 28mm thick hermetically sealed 4mm safety low emissivity (Low E) glass flush edge unit, including remove beads etc., hack out glass and glaze new unit to wood, metal or PVCu frames, touch up decoration as necessary to match existing and remove waste and debris. | 189.6227
557001 |  | R | N | N | N | GL | VACUUM DOUBLE GLAZING:REGLAZE UPTO 1SM-CLEAR | Glazing | Reglaze Doors and Windows | Vacuum Glazed Units - Legacy Vacuum Glazing | NO | 319.199 | Vacuum Glazed Unit:Reglaze ne 1.00sm Pilkington energiKare vac DG Clear unit, wood, metal,PVCu frames, inc remove beads etc and set aside, hack out, touch up decoration,remove waste. | Vacuum Glazed Unit:Reglaze existing single glazed pane upto 1.00sm, with double glazed clear unit, including remove beads etc. and set aside, hack out glass and glaze new unit to wood, metal or PVCu frames, touch up decoration as necessary to match existing and remove waste and debris. | 319.199
557003 |  | R | N | N | N | GL | VACUUM DOUBLE GLAZING:REGLAZE OVER 1SM-CLEAR | Glazing | Reglaze Doors and Windows | Vacuum Glazed Units - Legacy Vacuum Glazing | SM | 472.2947 | Vacuum Glazed Unit:Reglaze over 1.00sm Pilkington energiKare vac DG Clear unit, wood, metal,PVCu frames, inc remove beads etc and set aside, hack out, touch up decoration,remove waste. | Vacuum Glazed Unit:Reglaze existing single glazed pane over 1.00sm, with double glazed clear unit, including remove beads etc. and set aside, hack out glass and glaze new unit to wood, metal or PVCu frames, touch up decoration as necessary to match existing and remove waste and debris. | 472.2947
557005 |  | R | N | N | N | GL | VACUUM DOUBLE GLAZING:REGLAZE UPTO 1SM-OBSCURE | Glazing | Reglaze Doors and Windows | Vacuum Glazed Units - Legacy Vacuum Glazing | NO | 361.3541 | Vacuum Glazed Unit:Reglaze ne 1.00sm Pilkington energiKare vac DG Obscure unit, wood, metal,PVCu frames, inc remove beads etc and set aside, hack out, touch up decoration,remove waste. | Vacuum Glazed Unit:Reglaze existing single glazed pane upto 1.00sm, with double glazed obscure unit, including remove beads etc. and set aside, hack out glass and glaze new unit to wood, metal or PVCu frames, touch up decoration as necessary to match existing and remove waste and debris. | 361.3541
557007 |  | R | N | N | N | GL | VACUUM DOUBLE GLAZING:REGLAZE OVER 1SM-OBSCURE | Glazing | Reglaze Doors and Windows | Vacuum Glazed Units - Legacy Vacuum Glazing | SM | 514.4498 | Vacuum Glazed Unit:Reglaze over 1.00sm Pilkington energiKare vac DG Obscure unit, wood, metal,PVCu frames, inc remove beads etc and set aside, hack out, touch up decoration,remove waste. | Vacuum Glazed Unit:Reglaze existing single glazed pane over 1.00sm, with double glazed obscure unit, including remove beads etc. and set aside, hack out glass and glaze new unit to wood, metal or PVCu frames, touch up decoration as necessary to match existing and remove waste and debris. | 514.4498
557009 |  | R | N | N | N | GL | VACUUM DOUBLE GLAZING:REGLAZE UPTO 1SM-SAFETY | Glazing | Reglaze Doors and Windows | Vacuum Glazed Units - Legacy Vacuum Glazing | NO | 551.0462 | Vacuum Glazed Unit:Reglaze ne 1.00sm Pilkington energiKare vac DG Laminated Safety unit, wood, metal,PVCu frames, inc remove beads etc and set aside, hack out, touch up decoration,remove waste. | Vacuum Glazed Unit:Reglaze existing single glazed pane upto 1.00sm, with double glazed laminated safety glass unit, including remove beads etc. and set aside, hack out glass and glaze new unit to wood, metal or PVCu frames, touch up decoration as necessary to match existing and remove waste and debris. | 551.0462
557011 |  | R | N | N | N | GL | VACUUM DOUBLE GLAZING:REGLAZE OVER 1SM-SAFETY | Glazing | Reglaze Doors and Windows | Vacuum Glazed Units - Legacy Vacuum Glazing | SM | 683.0702 | Vacuum Glazed Unit:Reglaze over 1.00sm Pilkington energiKare vac DG Laminated Safety unit, wood, metal,PVCu frames, inc remove beads etc and set aside, hack out, touch up decoration,remove waste. | Vacuum Glazed Unit:Reglaze existing single glazed pane over 1.00sm, with double glazed laminated safety glass unit, including remove beads etc. and set aside, hack out glass and glaze new unit to wood, metal or PVCu frames, touch up decoration as necessary to match existing and remove waste and debris. | 683.0702
559001 |  | R | N | N | N | GL | TRIPLE GLAZING:REGLAZE UPTO 1SM-CLEAR | Glazing | Reglaze Doors and Windows | Triple Glazed Units | NO | 177.7928 | Triple Glazed Unit:Reglaze ne 1.00sm with Triple glazed clear unit, wood, metal, PVCu frames, including remove beads etc. and set aside, hack out, touch up decoration, remove waste. | Triple Glazed Unit:Reglaze existing single or double glazed pane upto 1.00sm with triple glazed clear unit, including remove beads etc. and set aside, hack out glass and glaze new unit to wood, metal or PVCu frames, touch up decoration as necessary to match existing and remove waste and debris. | 177.7928
559003 |  | R | N | N | N | GL | TRIPLE GLAZING:REGLAZE OVER 1SM-CLEAR | Glazing | Reglaze Doors and Windows | Triple Glazed Units | SM | 227.753 | Triple Glazed Unit:Reglaze over 1.00sm with triple glazed clear unit, wood, metal, PVCu frames, including remove beads etc. and set aside, hack out, touch up decoration, remove waste. | Triple Glazed Unit:Reglaze existing single or double glazed pane over 1.00sm with triple glazed clear unit, including remove beads etc. and set aside, hack out glass and glaze new unit to wood, metal or PVCu frames, touch up decoration as necessary to match existing and remove waste and debris. | 227.753
559005 |  | R | N | N | N | GL | TRIPLE GLAZING:REGLAZE UPTO 1SM-OBSCURE | Glazing | Reglaze Doors and Windows | Triple Glazed Units | NO | 190.4405 | Triple Glazed Unit:Reglaze ne 1.00sm with triple glazed obscure unit, wood, metal, PVCu frames, including remove beads etc. and set aside, hack out, touch up decoration, remove waste. | Triple Glazed Unit:Reglaze existing single or double glazed pane upto 1.00sm with triple glazed obscure unit, including remove beads etc. and set aside, hack out glass and glaze new unit to wood, metal or PVCu frames, touch up decoration as necessary to match existing and remove waste and debris. | 190.4405
559007 |  | R | N | N | N | GL | TRIPLE GLAZING:REGLAZE OVER 1SM-OBSCURE | Glazing | Reglaze Doors and Windows | Triple Glazed Units | SM | 244.6244 | Triple Glazed Unit:Reglaze over 1.00sm with triple glazed obscure unit, wood, metal, PVCu frames, including remove beads etc. and set aside, hack out, touch up decoration, remove waste. | Triple Glazed Unit:Reglaze existing single or double glazed pane over 1.00sm with triple glazed obscure unit, including remove beads etc. and set aside, hack out glass and glaze new unit to wood, metal or PVCu frames, touch up decoration as necessary to match existing and remove waste and debris. | 244.6244
559009 |  | R | N | N | N | GL | TRIPLE GLAZING:REGLAZE UPTO 1SM-SAFETY | Glazing | Reglaze Doors and Windows | Triple Glazed Units | NO | 283.5374 | Triple Glazed Unit:Reglaze ne 1.00sm with triple glazed laminated safety unit, wood, metal, PVCu frames, inc remove beads etc. and set aside, hack out, touch up decoration, remove waste. | Triple Glazed Unit:Reglaze existing single or double glazed pane upto 1.00sm with triple glazed laminated safety glass unit, including remove beads etc. and set aside, hack out glass and glaze new unit to wood, metal or PVCu frames, touch up decoration as necessary to match existing and remove waste and debris. | 283.5374
559011 |  | R | N | N | N | GL | TRIPLE GLAZING:REGLAZE OVER 1SM-SAFETY | Glazing | Reglaze Doors and Windows | Triple Glazed Units | SM | 368.7497 | Triple Glazed Unit:Reglaze over 1.00sm with triple glazed laminated safety unit, wood, metal, PVCu frames, including remove beads etc. and set aside, hack out, touch up decoration, remove waste. | Triple Glazed Unit:Reglaze existing single or double glazed pane over 1.00sm with triple glazed laminated safety glass unit, including remove beads etc. and set aside, hack out glass and glaze new unit to wood, metal or PVCu frames, touch up decoration as necessary to match existing and remove waste and debris. | 368.7497
560001 |  | R | N | N | N | GL | DOMELIGHT:REMOVE AND REFIX | Glazing | Reglaze Doors and Windows | Domelights | NO | 95.7117 | Domelight:Take off and refix domelight ne 1219x1219mm including all necessary drilling and plugging and redressing of upstands and flashings. | Domelight:Take off and refix domelight ne 1219x1219mm including all necessary drilling and plugging and redressing of upstands and flashings. | 95.7117
560003 |  | R | N | N | N | GL | DOMELIGHT:RENEW 610X610MM COMPLETE | Glazing | Reglaze Doors and Windows | Domelights | NO | 341.5872 | Domelight:Renew 610x610mm translucent glass fibre reinforced domelight including all necessary drilling and plugging and renewal as necessary of flashings and upstands. | Domelight:Renew 610x610mm translucent glass fibre reinforced domelight including all necessary drilling and plugging and renewal as necessary of flashings and upstands. | 341.5872
560005 |  | R | N | N | N | GL | DOMELIGHT:RENEW 914X914MM COMPLETE | Glazing | Reglaze Doors and Windows | Domelights | NO | 481.4151 | Domelight:Renew 914x914mm translucent glass fibre reinforced domelight including all necessary drilling and plugging and renewal as necessary of flashings and upstands. | Domelight:Renew 914x914mm translucent glass fibre reinforced domelight including all necessary drilling and plugging and renewal as necessary of flashings and upstands. | 481.4151
560007 |  | R | N | N | N | GL | DOMELIGHT:RENEW 1210X1210MM COMPLETE | Glazing | Reglaze Doors and Windows | Domelights | NO | 641.3669 | Domelight:Renew 1210x1210mm translucent glass fibre reinforced domelight including all necessary drilling and plugging and renewal as necessary of flashings and upstands. | Domelight:Renew 1210x1210mm translucent glass fibre reinforced domelight including all necessary drilling and plugging and renewal as necessary of flashings and upstands. | 641.3669
565001 |  | R | N | N | N | GL | MIRROR:RENEW 450X450X4MM | Glazing | Reglaze Doors and Windows | Mirrors | NO | 37.3675 | Mirror:Renew 450x450x4mm silvered float glass mirror with polished edges and predrilled holes and fix to any background including all drilling and plugging and making good and remove waste and debris. | Mirror:Renew 450x450x4mm silvered float glass mirror with polished edges and predrilled holes and fix to any background including all drilling and plugging and making good and remove waste and debris. | 37.3675
565003 |  | R | N | N | N | GL | MIRROR:RENEW 900X600X4MM | Glazing | Reglaze Doors and Windows | Mirrors | NO | 74.3811 | Mirror:Renew 900x600x4mm silvered float glass mirror with polished edges and predrilled holes and fix to any background including all drilling and plugging and making good and remove waste and debris. | Mirror:Renew 900x600x4mm silvered float glass mirror with polished edges and predrilled holes and fix to any background including all drilling and plugging and making good and remove waste and debris. | 74.3811
570001 |  | U | N | N | Y | GL | SHOWER SCREEN:REFIX GLASS OVER BATH SCREEN | Glazing | Reglaze Doors and Windows | Shower Screens | NO | 23.2095 | Shower Screen:Refix loose framed glass over bath shower screen including all necessary drilling and plugging and make good. | Shower Screen:Refix loose framed glass over bath shower screen including all necessary drilling and plugging and making good. | 23.2095
570003 |  | R | N | N | N | GL | SHOWER SCREEN:RENEW GLASS OVER BATH | Glazing | Reglaze Doors and Windows | Shower Screens | NO | 149.7296 | Shower Screen:Renew or supply and install framed glass over bath shower screen including remove existing, drill and plug as necessary and fit new screen, make good, remove waste and debris. | Shower Screen:Renew or supply and install framed glass over bath shower screen including remove existing, drill and plug as necessary and fit new screen, make good, remove waste and debris. | 149.7296
570011 |  | R | N | N | N | GL | SHOWER SCREEN:RENEW TWO SIDED GLASS SCREEN | Glazing | Reglaze Doors and Windows | Shower Screens | IT | 235.1911 | Shower Screen:Renew any two sided framed glass shower cubicle screen and door above shower tray, remove existing, drill and plug as necessary and fit new screen including all make good. | Shower Screen:Renew any two sided framed glass shower screen and door complete to individual cubicle above shower tray, remove existing, drill and plug as necessary and fit new screen including all making good. | 235.1911
570013 |  | R | N | N | N | GL | SHOWER SCREEN:RENEW THREE SIDED GLASS SCREEN | Glazing | Reglaze Doors and Windows | Shower Screens | IT | 433.1166 | Shower Screen:Renew any three sided framed glass shower cubicle screen and door above shower tray, remove existing, drill and plug as necessary and fit new screen including all make good. | Shower Screen:Renew any three sided framed glass shower screen and door complete to individual cubicle above shower tray, remove existing, drill and plug as necessary and fit new screen including all making good. | 433.1166
570015 |  | U | N | N | Y | GL | SHOWER SCREEN:REFIX GLASS SIDE PANEL | Glazing | Reglaze Doors and Windows | Shower Screens | IT | 23.9349 | Shower Screen:Refix loose framed glass panel to shower cubicle including all necessary drilling and plugging and make good. | Shower Screen:Refix loose framed glass shower cubicle side panel including all necessary drilling and plugging and make good. | 23.9349
570017 |  | U | N | N | Y | GL | SHOWER SCREEN:OVERHAUL DOOR | Glazing | Reglaze Doors and Windows | Shower Screens | IT | 26.8599 | Shower Screen:Overhaul, ease and adjust, renew gaskets as necessary, refix or repair loose framed glass shower door and make good. | Shower Screen:Overhaul, ease and adjust, renew gaskets as necessary, refix or repair loose framed glass shower door and make good. | 26.8599
570019 |  | R | N | Y | N | GL | SHOWER SCREEN:REMOVE AND REFIX | Glazing | Reglaze Doors and Windows | Shower Screens | IT | 44.9444 | Shower Screen:Remove and later refix framed glass shower cubicle side panel including all necessary drilling and plugging refix framed glass shower door and make good. | Shower Screen:Remove and later refix framed glass shower cubicle side panel including all necessary drilling and plugging refix framed glass shower door and make good. | 44.9444
573093 |  | R | N | N | N | GL | DOUBLE GLAZED UNITS:REFIX | Glazing | Reglaze Doors and Windows | Double Glazing Repairs | NO | 52.3115 | Double Glazed Unit:Carefully remove any size of double glazed unit, renew gaskets as necessary and refix including rebedding in silicone. | Double Glazed Unit:Carefully remove any size of double glazed unit, renew gaskets as necessary and refix including rebedding in silicone. | 52.3115
575001 |  | U | N | N | Y | GL | PUTTY:RENEW DEFECTIVE PUTTY | Glazing | Reglaze Doors and Windows | Sundries | LM | 7.5596 | Putty:Renew loose or defective putty, hack out old, prepare and apply new putty and touch up paintwork to match existing and remove waste and debris. | Putty:Renew loose or defective putty, hack out old, prepare and apply new putty and touch up paintwork to match existing and remove waste and debris. | 7.5596
575003 |  | U | N | N | Y | GL | BEAD:RENEW DEFECTIVE GLAZING BEAD | Glazing | Reglaze Doors and Windows | Sundries | LM | 13.5865 | Bead:Renew any type of defective glazing bead including remove existing bead, clean, prepare and supply and fit new bead to match existing, sealing with silicone sealant as necessary and decorate. | Bead:Renew any type of defective glazing bead including remove existing bead, clean, prepare and supply and fit new bead to match existing including all cutting, mitres, sealing with silicone sealant as necessary and redecoration. | 13.5865
575005 |  | U | N | N | Y | GL | BEAD:APPLY SILICONE SEAL TO GLAZING BEAD | Glazing | Reglaze Doors and Windows | Sundries | LM | 8.4959 | Bead:Seal around glazing bead with silicone sealant including remove existing bead, clean and prepare rebate and refix bead including touch up paintwork to match existing and remove waste and debris. | Bead:Seal around glazing bead with silicone sealant including remove existing bead, clean and prepare rebate and refix bead including touch up paintwork to match existing and remove waste and debris. | 8.4959
575009 |  | R | N | N | N | GL | GASKETS:EXTRA OVER FOR COMPRESSION GASKET | Glazing | Reglaze Doors and Windows | Sundries | LM | 4.5051 | Gaskets:Extra over reglazing or renewal items for glazing to any metal or PVCu frame with compression gaskets instead of putty or beads. | Gaskets:Extra over reglazing or renewal items for glazing to any metal or PVCu frame with compression gaskets instead of putty or beads. | 4.5051
575011 |  | R | N | N | N | GL | VENT:RENEW CIRCULAR TO EXISTING OPENING | Glazing | Reglaze Doors and Windows | Sundries | NO | 36.8761 | Vent:Renew circular vent to existing opening including carefully remove existing plastic ventilator and fit new ventilator, glass breakage is Provider's risk. | Vent:Renew circular vent to existing opening including carefully remove existing plastic ventilator and fit new ventilator, glass breakage is Provider's risk. | 36.8761
575013 |  | R | N | N | N | GL | VENT:FIT NEW CIRCULAR TO EXISTING GLASS | Glazing | Reglaze Doors and Windows | Sundries | NO | 56.3323 | Vent:Fit new circular vent to existing glass including carefully cut hole in glass and fit new ventilator, glass breakage is contractors risk. | Vent:Fit new circular vent to existing glass including carefully cut hole in glass and fit new ventilator, glass breakage is Provider's risk. | 56.3323
575014 | New | R | N | N | N | GL | VENT:FIT NEW CIRCULAR TO DOUBLE GLAZED UNIT | Glazing | Reglaze Doors and Windows | Sundries | NO | 75.7883 | Vent:Fit new circular vent to existing double glazed unit including carefully cut hole in both panes of glass, seal around opening and fit new ventilator, glass breakage is Service Provider's risk. | Vent:Fit new circular vent to existing double glazed unit including carefully cut hole in both panes of glass, seal around opening and fit new ventilator, glass breakage is Service Provider's risk. | 75.7883
575015 |  | R | N | N | N | GL | VENT:FIT METAL PERMAVENT | Glazing | Reglaze Doors and Windows | Sundries | NO | 59.902 | Vent:Supply and fit metal Permavent to window including scribing to line, knock out glass and install vent, glass breakage is contractors risk. | Vent:Supply and fit metal 'Permavent' to window including scribing to line, knock out glass and install vent, glass breakage is Provider's risk. | 59.902
575017 |  | R | N | N | N | GL | LOUVRE:RENEW BLADE NE 950MM LONG | Glazing | Reglaze Doors and Windows | Sundries | NO | 34.2487 | Louvre:Renew 6mm glass louvre blade ne 950mm long with polished edges including remove existing blade and bed/clip into jamb. | Louvre:Renew 6mm glass louvre blade ne 950mm long with polished edges including remove existing blade and bed/clip into jamb. | 34.2487
575019 |  | U | Y | N | Y | GL | TEMPORARY GLAZING:FIX PRIOR TO REPLACEMENT UNIT | Glazing | Reglaze Doors and Windows | Sundries | NO | 41.001 | Temporary Glazing:Provide and fix temporary glazing or boarding prior to the replacement of double glazed unit including hack out, bed and seal as necessary. | Temporary Glazing:Provide and fix temporary glazing or boarding prior to the replacement of double glazed unit including hack out, bed and seal as necessary. | 41.001
575023 |  | R | N | N | N | GL | WINDOW:APPLY SOLAR REFLECTIVE FILM | Glazing | Reglaze Doors and Windows | Sundries | SM | 19.1959 | Window:Prepare and apply solar reflective film to glass surfaces including all cutting and fitting to edges and remove waste and debris. | Window:Prepare and apply solar reflective film to glass surfaces including all cutting and fitting to edges and remove waste and debris. | 19.1959
575025 |  | R | N | N | N | GL | WINDOW:APPLY SAFETY FILM | Glazing | Reglaze Doors and Windows | Sundries | SM | 22.3432 | Window:Prepare and apply safety film to glass surfaces including all cutting and fitting to edges and remove waste and debris. | Window:Prepare and apply safety film to glass surfaces including all cutting and fitting to edges and remove waste and debris. | 22.3432
575026 |  | E | Y | Y | Y | GL | WINDOW OR DOOR:APPLY EMERGENCY REPAIR FILM | Glazing | Reglaze Doors and Windows | Sundries | SM | 22.3432 | Window or Door:Preapre and apply emergency repair film to glass surfaces including all cutting and fitting to edges and remove waste and debris. | Window or Door:Preapre and apply emergency repair film to glass surfaces including all cutting and fitting to edges and remove waste and debris. | 22.3432
575027 |  | U | N | N | Y | GL | SASH:EXTRA OVER GLAZING TO DISMANTLE SASH | Glazing | Reglaze Doors and Windows | Sundries | NO | 91.8674 | Sash:Extra over any reglazing works to windows of any type or size for removing sash or casement, dismantle, reassemble, refit, make good all disturbed (can only be claimed if instructed by the CR). | Sash:Extra over any reglazing works to windows of any type or size for removing sash or casement, dismantling, reassembling and later refitting, making good all disturbed (can only be claimed if instructed by the Client Representative). | 91.8674
575501 |  | X | N | N | Y | GL | NET CURTAIN:SUPPLY SINGLE WIDTH | Glazing | Reglaze Doors and Windows | Curtains | SM | 7.5713 | Net Curtain:Supply and install new single width, full height net curtains, hemmed all edges, to glazed opening of any type or size, on and including proprietary hanging rods or wire. | Net Curtain:Supply and install new single width, full height net curtains, hemmed all edges, to glazed opening of any type or size, on and including proprietary hanging rods or PVC coated tension wire with hooks, eyes, support brackets as appropriate and fixing to any background, make good as necessary (measured length of support by net curtain height). | 7.5713

## Lot 7
BAF26028 DLO Support Framework – Lot 7: Drainage & Groundworks
Price Schedule
Tenderers must complete the yellow highlighted cells. Enter the proposed percentage adjustment in cell B8. Enter an uplift as a positive percentage (for example 10%) or a discount as a negative percentage (for example -10%). The adjustment is applied to every published SOR Rate and the adjusted total is shown in cell B8. All submitted prices must be fully inclusive of all costs associated with delivery unless expressly stated otherwise in the Tender Documents. No additional expenses or charges will be payable.
SOR Proposed Adjustment %
Total Amount (to be used for evaluation purposes) | 17743.2033
Document Code | New v8 | Priority | Right to Repair | Component Accounting | First Time Fix | NHF_Trade_Code | Short Description | Element | Section | Subsection | UOM | SOR Rate | Medium Description | Long Description | Adjusted SOR Rate
033101 |  | R | N | Y | N | DR | DRAIN:INSTALL 100MM CLAY NE 1M DEEP | Drainage | Drainage Below Ground | Drainage - New - Clay Pipes | LM | 210.3069 | Drain:Excavate ne 1m deep, compact bottoms 150mm concrete bed, lay 100mm clay pipe haunch in concrete, backfill, remove spoil and all fittings, connections, remove any existing drains, testing. | Drain:Excavate ne 1.00m deep, level and compact bottoms of excavations, 150mm thick concrete bed and lay 100mm diameter clay pipe and haunch up in concrete and backfill, remove waste and debris, including all connections, junctions and bends, allow for exposing, breaking out and removal of any existing drains including concrete beds and surrounds and all connections to existing pipework, testing. | 210.3069
033103 |  | R | N | Y | N | DR | DRAIN:INSTALL 100MM CLAY 1-2M DEEP | Drainage | Drainage Below Ground | Drainage - New - Clay Pipes | LM | 315.9259 | Drain:Excavate over 1m and ne 2m deep, compact bottoms, 150mm concrete bed, lay 100mm clay pipe haunch up, backfill, remove spoil, all fittings, connections, remove any existing drains, testing. | Drain:Excavate exceeding 1.00m and ne 2m deep, level and compact bottoms of excavations, 150mm thick concrete bed and lay 100mm diameter clay pipe and haunch up in concrete and backfill, remove waste and debris, including all connections, junctions and bends, allow for exposing, breaking out and removal of any existing drains including concrete beds and surrounds and all connections to existing pipework, testing. | 315.9259
033301 |  | R | N | Y | N | DR | DRAIN:INSTALL 110MM PVCU NE 1M DEEP | Drainage | Drainage Below Ground | Drainage - New - Plastic Pipes | LM | 150.724 | Drain:Excavate ne 1m deep, compact bottoms 100mm gravel bed, 110mm diameter PVCu pipe and 210mm select backfill, backfill, remove spoil, all fittings, connections etc, remove existing drains. | Drain:Excavate ne 1.00m deep, level and compact bottoms of excavations, 100mm thick bed of gravel and lay 110mm diameter PVCu pipe and backfill 210mm with selected granular material, compacted by hand and backfill, remove waste and debris, including all bends, fittings, connections etc., allow for removal of any existing drains including concrete beds and surrounds and all connections to existing pipework, testing. | 150.724
033303 |  | R | N | Y | N | DR | DRAIN:INSTALL 110MM PVCU 1-2M DEEP | Drainage | Drainage Below Ground | Drainage - New - Plastic Pipes | LM | 253.5634 | Drain:Excavate over 1m and ne 2m deep, compact bottoms, 100mm gravel bed, 110mm diameter PVCu pipe 210mm select backfill, backfill, remove spoil, all fittings, connections etc, remove existing drains. | Drain:Excavate exceeding 1.00m and ne 2.00m deep level and compact bottoms of excavations, 100mm thick bed of gravel and lay 110mm diameter PVCu pipe and backfill 210mm with selected granular material, compacted by hand and backfill, remove waste and debris, including all bends, fittings, connections etc., allow for removal of any existing drains including concrete beds and surrounds and all connections to existing pipework, testing. | 253.5634
033501 |  | R | N | Y | N | DR | DRAIN:REPAIR 100MM PIPE NE 1M DEEP | Drainage | Drainage Below Ground | Drainage - Existing - Repairs | NO | 536.7648 | Drain:Repair by locating damaged pipe, excavate ne 1m deep, ne 3m long, remove pipe, bed and surround, compact bottoms, 150mm concrete, bed, lay 100mm diameter clay pipe, backfill, all fittings. | Drain:Repair by locating damaged pipe, excavate ne 1.00mm deep, for a length ne 3.00m, remove pipe, concrete bed and surround and level and compact bottoms of excavations, 150mm thick concrete, bed and lay 100mm diameter clay pipe and backfill, include for all adaptors, junctions and bends, remove waste and debris and all connections to existing pipework, testing. | 536.7648
033503 |  | R | N | N | N | DR | DRAIN:REPAIR 100MM PIPE 1-2M DEEP | Drainage | Drainage Below Ground | Drainage - Existing - Repairs | NO | 753.5618 | Drain:Repair by locating damaged pipe, excavate ne 2m deep, ne 3m long, remove pipe, bed and surround, compact bottoms, 150mm concrete, bed, lay 100mm diameter clay pipe, backfill, all fittings. | Drain:Repair by locating damaged pipe, excavate over 1.00m ne 2.00m deep, for a length ne 3.00m, remove pipe, concrete bed and surround and level and compact bottoms of excavations, 150mm thick concrete, bed and lay 100mm diameter clay pipe and backfill, include for all adaptors, junctions and bends, remove waste and debris and all connections to existing pipework testing. | 753.5618
033505 |  | R | N | N | N | DR | DRAIN:REPAIR 150MM PIPE NE 1M DEEP | Drainage | Drainage Below Ground | Drainage - Existing - Repairs | NO | 624.0913 | Drain:Repair by locating damaged pipe, excavate ne 1m deep, ne 3m long, remove pipe, bed and surround, compact bottoms, 150mm concrete, bed, lay 150mm diameter clay pipe, backfill, all fittings. | Drain:Repair by locating damaged pipe, excavate ne 1.00m deep, for a length ne 3.00m, remove pipe, concrete bed and surround and level and compact bottoms of excavations, 150mm thick concrete bed and lay 150mm diameter clay pipe and backfill, include for all adaptors, junctions and bends, remove waste and debris and all connections to existing pipework, testing. | 624.0913
033507 |  | R | N | N | N | DR | DRAIN:REPAIR 150MM PIPE 1-2M DEEP | Drainage | Drainage Below Ground | Drainage - Existing - Repairs | NO | 832.5499 | Drain:Repair by locating damaged pipe, excavate ne 2m deep, ne 3m long, remove pipe, bed and surround, compact bottoms, 150mm concrete, bed, lay 150mm diameter clay pipe, backfill, all fittings. | Drain:Repair by locating damaged pipe, excavate over 1.00m ne 2.00m deep, for a length ne 3.00m, remove pipe, concrete bed and surround and level and compact bottoms of excavations, 150mm thick concrete, bed and lay 150mm diameter clay pipe and backfill, include for all adaptors, junctions and bends, remove waste and debris and all connections to existing pipework, testing. | 832.5499
033701 |  | X | N | N | N | SP | DRAIN:INSTALL LINING 100MM | Drainage | Drainage Below Ground | Drainage - Existing - Relining | LM | 93.6 | Drain:Re-line damaged 100mm pipe including jetting, measure liner, pour resin, insert liner, inflate with air bag, cure, deflate and remove air bag, CCTV inspection, remotely cut access points, test. | Drain:Re-line damaged 100mm pipe including clearing debris with high pressure water jet, measure liner to correct length using CCTV, pour resin and force through liner using a mangle, insert liner through pipe and and inflate with air bag, leave to cure, deflate and remove air bag, inspect with CCTV and remotely cut any previously marked areas for access points, testing, remove waste and debris. | 93.6
033703 |  | X | N | N | N | SP | DRAIN:INSTALL LINING 150MM | Drainage | Drainage Below Ground | Drainage - Existing - Relining | LM | 117 | Drain:Re-line damaged 150mm pipe including jetting, measure liner, pour resin, insert liner, inflate with air bag, cure, deflate and remove air bag, CCTV inspection, remotely cut access points, test. | Drain:Re-line damaged 150mm pipe including clearing of debris with high pressure water jet, measure liner to correct length using CCTV, pour resin and force through liner using a mangle, insert liner through pipe and and inflate with air bag, leave to cure, deflate and remove air bag, inspect with CCTV and remotely cut any previously marked areas for access points, testing, remove waste and debris. | 117
035001 |  | R | N | Y | N | DR | GULLY:INSTALL CLAY BACK INLET GULLY | Drainage | Drainage Below Ground | Gullies | NO | 276.6281 | Gully:Excavate, level, compact bottoms and set any type of vitrified clay gully with 100mm back inlet and grating including set and surround in concrete, backfill, remove spoil, reinstatement. | Gully:Excavate, level and compact bottoms and set any type of vitrified clay gully with 100mm back inlet and grating including setting and surrounding in concrete, backfill, remove waste and debris, and reinstate paving, gardens and the like as necessary, testing. | 276.6281
035002 |  | R | N | Y | N | DR | GULLY:RENEW BACK INLET GULLY | Drainage | Drainage Below Ground | Gullies | NO | 162.2063 | Gully:Break out any concrete dishing or surround to gully, remove gully, additional excavation, compact, set PVCu gully with 100mm back inlet and grating, concrete, backfill, disposal, reinstatement. | Gully:Break out any concrete dishing or surround to gully, excavate remove existing gully, additional excavation, level and compact bottoms and set any type of PVCu gully with 100mm back inlet and grating including setting and surrounding in concrete, backfill, remove waste and debris, and reinstate paving, gardens and the like as necessary, testing. | 162.2063
035003 |  | R | N | Y | N | DR | GULLY:INSTALL PVCU BACK INLET GULLY | Drainage | Drainage Below Ground | Gullies | NO | 128.8529 | Gully:Excavate, level, compact bottoms and set any type of PVCu gully with 100mm back inlet and grating including set and surround in concrete, backfill, remove spoil, reinstatement. | Gully:Excavate, level and compact bottoms and set any type of PVCu gully with 100mm back inlet and grating including setting and surrounding in concrete, backfill, remove waste and debris, and reinstate paving, gardens and the like as necessary, testing. | 128.8529
035004 |  | R | N | Y | N | DR | GULLY:INSTALL PVCU YARD GULLY | Drainage | Drainage Below Ground | Gullies | NO | 122.7376 | Gully:Excavate, level and compact bottoms and set any type of PVCu yard gully and grating including set and surround in concrete, backfill, remove spoil, reinstatement. | Gully:Excavate, level and compact bottoms and set any type of PVCu yard gully and grating including setting and surrounding in concrete, backfill, remove waste and debris, and reinstate paving, gardens and the like as necessary, testing. | 122.7376
035005 |  | U | N | N | Y | DR | GULLY:REMOVE AND SEAL OFF AND MAKE GOOD | Drainage | Drainage Below Ground | Gullies | NO | 19.6017 | Gully:Excavate, remove existing gully (any type) seal pipe, backfill and make good, remove waste and debris, and reinstate paving, gardens and the like as necessary. | Gully:Excavate, remove existing gully (any type) seal pipe, backfill and make good, remove waste and debris, and reinstate paving, gardens and the like as necessary. | 19.6017
035006 |  | R | N | Y | N | DR | GULLY:RENEW YARD GULLY | Drainage | Drainage Below Ground | Gullies | NO | 139.4143 | Gully:Renew missing or damaged any size or type of screwed down inspection plate to gully or rodding eye, remove waste and debris. | Gully:Break out any concrete dishing, excavate, remove existing gully, additional excavation, level and compact bottoms and set any type of PVCu yard gully and grating including setting and surrounding in concrete, backfill, remove waste and debris, and reinstate paving, gardens and the like as necessary, testing. | 139.4143
035007 |  | U | N | N | Y | DR | GULLY:RENEW ANY TYPE SURROUND AND KERB | Drainage | Drainage Below Ground | Gullies | NO | 36.7422 | Gully:Renew precast concrete or brick gully surround or kerb bedded in cement mortar (1:4) including breaking up existing and remove spoil and reinstate paving, gardens and the like. | Gully:Renew precast concrete or brick gully surround or kerb bedded in cement mortar (1:4) including breaking up existing and remove waste and debris, and reinstate paving, gardens and the like as necessary. | 36.7422
035009 |  | U | N | N | Y | DR | GULLY:RENEW GRATING | Drainage | Drainage Below Ground | Gullies | NO | 7.173 | Gully:Renew missing or damaged any size or type of gully grating. | Gully:Renew missing or damaged any size or type of gully grating, remove waste and debris. | 7.173
035013 |  | U | N | N | Y | DR | GULLY:RENEW INSPECTION PLATE | Drainage | Drainage Below Ground | Gullies | NO | 35.2538 | Gully:Renew missing or damaged any size or type of screwed down inspection plate to gully or rodding eye. | Gully:Renew missing or damaged any size or type of screwed down inspection plate to gully or rodding eye, remove waste and debris. | 35.2538
037001 |  | R | N | Y | N | DR | MANHOLE:CONSTRUCT NEW BRICK NE 1.35M DEEP | Drainage | Manholes | Manholes - Brick | IT | 1563.7576 | Manhole:Construct manhole ne 1.35m deep to invert in semi engineering bricks 225mm thick with 150mm thick concrete base, 100mm thick reinforced pcc cover slab, cover with frame, complete. | Manhole:Construct manhole ne 1.35m deep to invert level in semi engineering bricks 225mm thick with 150mm thick concrete base, 100mm thick reinforced precast concrete cover slab, cover with frame bedded in cement mortar, build in ends of pipes and bed in all required channels, bends etc., testing, allow for all excavation, earth support, backfill and remove waste and debris, and reinstate paving, gardens and the like as necessary. | 1563.7576
037003 |  | R | N | Y | N | DR | MANHOLE:RENEW BRICK NE 1.35M DEEP | Drainage | Manholes | Manholes - Brick | IT | 1628.7368 | Manhole:Renew manhole ne 1.35m deep to invert level in semi engineering bricks 225mm thick with 150mm thick concrete base, 100mm thick reinforced pcc cover slab, cover with frame, complete. | Manhole:Renew manhole ne 1.35m deep to invert level in semi engineering bricks 225mm thick with 150mm thick concrete base, 100mm thick reinforced precast concrete cover slab, cover with frame bedded in cement mortar, build in ends of pipes and bed in all required channels, bends etc., testing, allow for breaking out of existing manhole including any extra excavation required, all diversions to existing services, earth support, backfill and remove waste and debris, and reinstate paving, gardens and the like as necessary. | 1628.7368
037005 |  | R | N | Y | N | DR | INSPECTION CHAMBER:NEW SHALLOW POLYPROPYLENE | Drainage | Manholes | Inspection Chambers - Polypropylene | IT | 262.3907 | Inspection Chamber:Construct polypropylene shallow inspection chamber ne 600mm deep for 110mm dia PVCu pipe including cover and frame, excavation, backfill, remove spoil, reinstatement, testing. | Inspection Chamber:Construct polypropylene shallow inspection chamber ne 600mm deep for 110mm diameter PVCu pipe including cover and frame, connections to all pipework, testing and allow for all excavation, earth support, backfill and remove waste and debris, and reinstate paving, gardens and the like as necessary. | 262.3907
037007 |  | R | N | Y | N | DR | INSPECTION CHAMBER:RENEW SHALLOW POLYPROPYLENE | Drainage | Manholes | Inspection Chambers - Polypropylene | IT | 289.192 | Inspection Chamber:Renew polypropylene shallow inspection chamber ne 600mm deep for 110mm dia PVCu pipe including cover and frame, excavation, backfill, remove spoil, reinstatement, testing. | Inspection Chamber:Renew polypropylene shallow inspection chamber ne 600mm deep for 110mm diameter PVCu pipe including cover and frame, connections to all pipework, testing and allow for all excavation, earth support, backfill and remove waste and debris, and reinstate paving, gardens and the like as necessary, allow for breaking out existing including any extra excavation etc. required and all temporary diversions to existing services. | 289.192
037009 |  | R | N | Y | N | DR | INSPECTION CHAMBER:NEW UNIVERSAL POLYPROPYLENE | Drainage | Manholes | Inspection Chambers - Polypropylene | IT | 405.4105 | Inspection Chamber:Construct polypropylene universal inspection chamber ne 1.00m deep for 110mm dia PVCu pipe including cover and frame, excavation, backfill, remove spoil, reinstatement. | Inspection Chamber:Construct polypropylene universal inspection chamber ne 1000mm deep for 110mm diameter PVCu pipe including cover and frame, connections to all pipework, testing and allow for all excavation, earth support, backfill and remove waste and debris, and reinstate paving, gardens and the like as necessary. | 405.4105
037011 |  | R | N | Y | N | DR | INSPECTION CHAMBER:RENEW UNIVERSAL POLYPROPYLENE | Drainage | Manholes | Inspection Chambers - Polypropylene | IT | 420.9799 | Inspection Chamber:Renew polypropylene universal inspection chamber ne 1.0m deep for 110mm diameter PVCu pipe including cover and frame, excavation, backfill, remove spoil, reinstatement, testing. | Inspection Chamber:Renew polypropylene universal inspection chamber ne 1000mm deep for 110mm diameter PVCu pipe including cover and frame, connections to all pipework, testing and allow for all excavation, earth support, backfill and remove waste and debris, and reinstate paving, gardens and the like as necessary, allow for breaking out existing including any extra excavation etc. required and all temporary diversions to existing services. | 420.9799
037013 |  | R | N | Y | N | DR | MANHOLE:RENEW PCC COVER SLAB | Drainage | Manholes | Manhole - Covers and Slabs | NO | 135.5374 | Manhole:Renew precast cover slab ne 1000x1500x100mm thick including bed in cement mortar (1:3), remove waste and debris, and reinstate paving, gardens and the like as necessary. | Manhole:Renew precast cover slab ne 1000x1500x100mm thick including bed in cement mortar (1:3), remove waste and debris, and reinstate paving, gardens and the like as necessary. | 135.5374
037017 |  | U | N | N | Y | DR | MANHOLE:REBED COVER AND OR FRAME | Drainage | Manholes | Manhole - Covers and Slabs | NO | 32.5199 | Manhole:Lift and rebed existing cover and frame, bed frame in mortar (1:3) including break out of foundation required to ensure correct levels clean off and refix cover including reset in grease. | Manhole:Lift and rebed existing cover and frame, bed frame in cement mortar (1:3) including any breaking out of foundation required to ensure correct levels clean off cover and replace including reset in grease. | 32.5199
037019 |  | R | N | Y | N | DR | MANHOLE:RENEW COVER LIGHT GRADE | Drainage | Manholes | Manhole - Covers and Slabs | NO | 86.28 | Manhole:Renew manhole cover and frame, light duty single seal, any size including bed frame in cement mortar (1:3), remove waste and debris, and reinstate paving, gardens and the like as necessary. | Manhole:Renew manhole cover and frame, light duty single seal, any size including bed frame in cement mortar (1:3), remove waste and debris, and reinstate paving, gardens and the like as necessary. | 86.28
037021 |  | R | N | Y | N | DR | MANHOLE:RENEW COVER MEDIUM GRADE | Drainage | Manholes | Manhole - Covers and Slabs | NO | 104.3696 | Manhole:Renew manhole cover and frame, medium duty, single seal, any size including bed frame in cement mortar (1:3), remove waste and debris, and reinstate paving, gardens and the like as necessary. | Manhole:Renew manhole cover and frame, medium duty, single seal, any size including bed frame in cement mortar (1:3), remove waste and debris, and reinstate paving, gardens and the like as necessary. | 104.3696
037022 |  | R | N | Y | N | DR | MANHOLE:RENEW COVER HEAVY GRADE | Drainage | Manholes | Manhole - Covers and Slabs | NO | 177.8602 | Manhole:Renew manhole cover and frame, heavy duty, single seal, any size including bed frame in cement mortar (1:3), remove waste and debris, and reinstate paving, gardens and the like as necessary. | Manhole:Renew manhole cover and frame, heavy duty, single seal, any size including bed frame in cement mortar (1:3), remove waste and debris, and reinstate paving, gardens and the like as necessary. | 177.8602
037027 |  | R | N | Y | N | DR | MANHOLE:RENEW COVER-LIGHT-INTERNAL 610X475MM | Drainage | Manholes | Manhole - Covers and Slabs | NO | 124.9723 | Manhole:Renew manhole cover and frame with stainless steel double seal light duty recessed inspection cover and frame any size including bed frame in mortar (1:3) fill cover. | Manhole:Renew manhole cover and frame with stainless steel double seal light duty recessed inspection cover and frame size ne 610x475mm including bed frame in cement mortar (1:3) and fill recessed cover with screed and floor finish to match existing and remove waste and debris, and reinstate flooring as necessary. | 124.9723
037029 |  | R | N | Y | N | DR | INSPECTION COVER:RENEW-300X300MM | Drainage | Manholes | Manhole - Covers and Slabs | NO | 63.816 | Inspection Cover:Renew galvanised inspection cover and frame size 300x300mm including bed frame in cement mortar (1:3), remove spoil, and reinstate paving, gardens and the like as necessary. | Inspection Cover:Renew galvanised inspection cover and frame size 300x300mm including bed frame in cement mortar (1:3), remove waste and debris, and reinstate paving, gardens and the like as necessary. | 63.816
039003 |  | E | Y | N | Y | DR | GULLY:CLEAN FLUSH OUT CLEAR BLOCKAGE | Drainage | Clearing Blockages, CCTV and Testing | Clearing Blockages | NO | 15.009 | Gully:Clear blockage to gully including rodding as necessary, flush with clean water and remove waste and debris. | Gully:Clear blockage to gully including rodding as necessary, flush with clean water and remove waste and debris. | 15.009
039004 |  | E | Y | N | Y | DR | DRAIN:JET BLOCKAGE | Drainage | Clearing Blockages, CCTV and Testing | Clearing Blockages | HR | 117 | Drain:Clear blocked drain run by pressure jet, remove and refix manhole covers and gratings, includes all hire charges, flush out, test and remove spoil. | Drain:Clear blocked drain run by pressure jet, remove and refix manhole covers and gratings, attend upon Client Representative during any inspection, including all hire charges and any temporary relocation, remove on completion, flush out, test, supply report and remove waste and debris (to be charged for hours worked on site only, rate includes for travelling and other non- productive time). | 117
039006 |  | E | Y | N | Y | DR | DRAIN:ROD BLOCKAGE | Drainage | Clearing Blockages, CCTV and Testing | Clearing Blockages | IT | 33.3535 | Drain:Rod blocked drain run by rodding, remove and refix manhole covers and gratings as necessary, flush out, test and remove waste and debris. | Drain:Rod blocked drain run by rodding, remove and refix manhole covers and gratings as necessary, flush out, test and remove waste and debris. | 33.3535
039009 |  | E | Y | N | Y | DR | MANHOLE:CLEAR BLOCKAGE NE 3.0M DEEP | Drainage | Clearing Blockages, CCTV and Testing | Clearing Blockages | IT | 16.6767 | Manhole:Clear out debris to manhole ne 3.00m deep and remove from site, and flush out and test and remove waste and debris. | Manhole:Clear out debris to manhole ne 3.00m deep and remove from site, and flush out and test and remove waste and debris. | 16.6767
039011 |  | R | N | Y | N | DR | CHANNEL:CLEAN AND FLUSH OUT | Drainage | Clearing Blockages, CCTV and Testing | Clearing Blockages | LM | 13.8973 | Channel:Clean out debris from channel to bin rooms/stores, porches and the like, including flush out and test, place debris in sealed refuse sack, remove waste and debris. | Channel:Clean out debris from channel to bin rooms/stores, porches and the like, including flush out and test, place debris in sealed refuse sack, remove waste and debris. | 13.8973
039013 |  | R | N | Y | N | DR | DRAIN CHANNELS:CLEAR | Drainage | Clearing Blockages, CCTV and Testing | Clearing Blockages | LM | 11.1178 | Drain Channels:Clear drain channel and grating of all debris, including rodding as necessary, flush with clean water and removal of debris to approved tip. | Drain Channels:Clear drain channel and grating of all debris, including rodding as necessary, flush with clean water and removal of debris to approved tip. | 11.1178
039015 |  | E | N | N | Y | DR | DRAIN:CCTV SURVEY | Drainage | Clearing Blockages, CCTV and Testing | CCTV Drains | IT | 292.5 | Drain:Undertake CCTV survey of drain runs to identify fault or following repairs or jetting, remove and refix manhole covers and gratings, includes all hire charges supply report and video. | Drain:Undertake CCTV survey of drain runs to identify fault or following repairs or jetting, remove and refix manhole covers and gratings as necessary, including all hire charges and any temporary relocation, remove on completion, supply report and video to Client Representative (to be charged for hours worked on site, rate includes for travelling and other non-productive time). | 292.5
039018 |  | E | N | N | Y | DR | TEST:SMOKE OR PRESSURE TEST | Drainage | Clearing Blockages, CCTV and Testing | Drain Testing | IT | 40.4101 | Test:Carry out smoke or pressure test to existing drain run and report to Client Representative (not to be claimed in association with any other works). | Test:Carry out smoke or pressure test to existing drain run and report to Client Representative (not to be claimed in association with any other works). | 40.4101
040301 |  | R | N | N | N | DR | DRAIN CHANNEL:RENEW WITH DOMESTIC CHANNEL PLASTIC | Drainage | Land Drainage and Soakaways | Drainage - Aco Domestic Channel Drains | LM | 39.3396 | Drain Channel:Remove existing, renew or supply and lay proprietary polypropylene channel drain, black plastic grating,fixings, outlets, angle, end units, excavation, sub-base, connect to drain, test. | Drain Channel:Remove existing drainage channel and renew with or supply and lay proprietary polypropylene channel drain and black plastic grating, any additional excavation and sub-base, clip channels together complete with all fixings, outlets, angle and end units, make all connections to existing pipework, test, remove waste and debris. | 39.3396
040303 |  | R | N | N | N | DR | DRAIN CHANNEL:RENEW WITH DOMESTIC CHANNEL STEEL | Drainage | Land Drainage and Soakaways | Drainage - Aco Domestic Channel Drains | LM | 43.2357 | Drain Channel:Remove existing, renew or supply and lay proprietary polypropylene channel drain, galv steel grating, fixings, outlets, angle, end units, excavation, sub-base, connect to drain, test. | Drain Channel:Remove existing drainage channel and renew with or supply and lay proprietary polypropylene channel drain and galvanised steel grating, any additional excavation and sub-base, clip channels together complete with all fixings, outlets, angle and end units, make all connections to existing pipework, test, remove waste and debris. | 43.2357
040305 |  | R | N | N | N | DR | DRAINCHANNEL:RENEW WITH DOMESTIC CHANNEL BRICKSLOT | Drainage | Land Drainage and Soakaways | Drainage - Aco Domestic Channel Drains | LM | 47.3789 | Drain Channel:Remove existing, renew or supply and lay proprietary brickslot polypropylene channel drain, fixings, outlets, angle, end units, excavation, sub-base, connect to drain, test. | Drain Channel:Remove existing drainage channel and renew with or supply and lay proprietary brickslot polypropylene channel drain, any additional excavation and sub-base, clip channels together complete with all fixings, outlets, angle and end units, make all connections to existing pipework, test, remove waste and debris. | 47.3789
040307 |  | R | N | N | N | DR | DRAIN:REMOVE REFIT DRAIN CHANNEL GRATING | Drainage | Land Drainage and Soakaways | Drainage - Aco Domestic Channel Drains | LM | 5.5589 | Drain:Remove and refit proprietary drain channel galvanised steel grating. | Drain:Remove and refit proprietary drain channel galvanised steel grating. | 5.5589
040309 |  | R | N | N | N | DR | DRAIN:PROVIDE OR RENEW DRAIN CHANNEL GRATING | Drainage | Land Drainage and Soakaways | Drainage - Aco Domestic Channel Drains | LM | 17.5865 | Drain:Provide and install or renew proprietary drain channel galvanised steel grating. | Drain:Provide and install or renew proprietary drain channel galvanised steel grating. | 17.5865
041000 |  | R | N | Y | N | DR | LAND DRAIN:NE 110MM NE 1.0M DEEP | Drainage | Land Drainage and Soakaways | Land Drainage | LM | 175.3627 | Land Drain:Excavate trench maximum 630mm wide ne 1m deep, remove spoil, lay 50mm granular bed, ne 110mm concrete or PVCu land drain pipe and matting, backfill trench in stone and topsoil. | Land Drain:Excavate trench maximum 630mm wide ne 1.00m deep, remove waste and debris, lay 50mm granular bed, ne 110mm concrete or plastic land drain pipe and matting, backfill trench in stone to within 200mm of existing ground level, level with topsoil, include for all necessary bends, junctions and connections. | 175.3627
041001 |  | R | N | Y | N | DR | LAND DRAIN:NE 110MM NE 2.0M DEEP | Drainage | Land Drainage and Soakaways | Land Drainage | LM | 310.9811 | Land Drain:Excavate trench maximum 630mm wide over 1m ne 2m deep, remove spoil, lay 50mm granular bed, ne 110mm concrete or PVCu land drain pipe and matting, backfill trench in stone and topsoil. | Land Drain:Excavate trench maximum 630mm wide over 1.00m ne 2.00m deep, remove waste and debris, lay 50mm granular bed, ne 110mm concrete or plastic land drain pipe and matting, backfill trench in stone to within 200mm of existing ground level, level with topsoil, include for all necessary bends, junctions and connections. | 310.9811
041005 |  | R | N | Y | N | DR | SOAKAWAY:EXCAVATE NEW | Drainage | Land Drainage and Soakaways | Soakaways | CM | 355.7013 | Soakaway:Excavate for new soakaway ne 2.00m deep, lift/set aside/relay turf, remove excavated material, fill with hard, dry, broken, masonry, stone or gravel backfill, remove spoil. | Soakaway:Excavate for new soakaway ne 2.00m deep, lift turf and set aside, excavate soakaway, remove excavated material to temporary spoil heap where directed, fill excavation with hard, dry, broken, masonry, stone or gravel ne 100mm gauge to within 250mm of existing ground level, backfill as necessary with excavated material from temporary debris heap, remove waste and debris from temporary spoil heap, relay turfs. | 355.7013
041007 |  | R | N | Y | N | DR | SOAKAWAY:CLEAR EXISTING | Drainage | Land Drainage and Soakaways | Soakaways | CM | 344.5835 | Soakaway:Excavate to locate soakaway ne 2.00m deep, lift/set aside/relay turf, remove excavated material, clear debris from soakaway, refill with new and existing soakaway medium, backfill. | Soakaway:Excavate to locate soakaway ne 2.00m deep, lift turf and set aside, excavate soakaway, remove excavated material to temporary spoil heap where directed, clear debris from soakaway, refill with new and existing soakaway medium to within 250mm of existing ground level, backfill with excavated material from temporary debris heap, remove waste and debris from temporary spoil heap, relay turfs. | 344.5835
041009 |  | R | N | Y | N | DR | SOAKAWAY:EXCAVATE NEW PVC CRATE | Drainage | Land Drainage and Soakaways | Soakaways | CM | 676.4334 | Soakaway:Excavate for new soakaway ne 2.00m deep, lift/set aside/relay turf, remove excavated material, fill with new PVC crate system in geotextile membrance, backfill, remove spoil. | Soakaway:Excavate for new soakaway ne 2.00m deep, lift turf and set aside, excavate soakaway, remove excavated material to temporary spoil heap where directed, fill excavation with new PVC crate system wrapped in suitable geotextile membrane to within 250mm of existing ground level, backfill as necessary with excavated material from temporary spoil heap, remove waste and debris from temporary spoil heap, relay turfs. | 676.4334
041011 |  | R | N | Y | N | DR | SOAKAWAY:CLEAR EXISTING WITH PVC CRATE | Drainage | Land Drainage and Soakaways | Soakaways | CM | 665.3156 | Soakaway:Excavate to locate soakaway ne 2.00m deep, lift/set aside/relay turf, remove excavated material, clear debris from soakaway, refill with new PVC crate system in geotextile membrance, backfill | Soakaway:Excavate to locate soakaway ne 2.00m deep, lift turf and set aside, excavate soakaway, remove excavated material to temporary spoil heap where directed, clear debris from soakaway, refill with new PVC crate system wrapped in suitable geotextile membrane to within 250mm of existing ground level, backfill with excavated material from temporary spoil heap, remove waste and debris from temporary spoil heap, relay turfs. | 665.3156
042001 |  | R | N | Y | N | DR | DRAIN:INSTALL ACO DOMESTIC CHANNEL PLASTIC | Drainage | Land Drainage and Soakaways | Drainage - Aco Domestic Channel Drains | LM | 33.7807 | Drain:Supply and lay ACO HEX or similar polypropylened channel drain and grating, clip channels together, with fixings, outlets, angle and end units, make connections, test, remove waste and debris. | Drain:Supply and lay ACO Hexdrain or other equal and approved polypropylene channel drain and black plastic grating in conjunction with new or renewed paved surfacing, clip channels together complete with all fixings, outlets, angle and end units, make all connections to existing pipework, testing, remove waste and debris. | 33.7807
042003 |  | R | N | Y | N | DR | DRAIN:INSTALL ACO DOMESTIC CHANNEL STEEL | Drainage | Land Drainage and Soakaways | Drainage - Aco Domestic Channel Drains | LM | 37.6768 | Drain:Supply and lay ACO HEX or similar polypropylened channel drain, galvanised steel grating, clip channels together, fixings, outlets, angle, end units, make connections, test, remove debris. | Drain:Supply and lay ACO Hexdraindrain or other equal and approved poypropylene channel drain and galvanised steel grating in conjunction with new or renewed paved surfacing, clip channels together complete with all fixings, outlets, angle and end units, make all connections to existing pipework, testing, remove waste and debris. | 37.6768
042005 |  | R | N | Y | N | DR | DRAIN:INSTALL ACO DOMESTIC CHANNEL BRICKSLOT | Drainage | Land Drainage and Soakaways | Drainage - Aco Domestic Channel Drains | LM | 41.82 | Drain:Supply and lay ACO HEX OR SIMILAR brickslot poypropylened channel drain, clip channels together, with all fixings, outlets, angle and end units, make connections, test, remove waste and debris. | Drain:Supply and lay ACO Hexdrain or other equal and approved brickslot poypropylene channel drain in conjunction with new or renewed brick paved surfacing, clip channels together complete with all fixings, outlets, angle and end units, make all connections to existing pipework, testing, remove waste and debris. | 41.82
043001 |  | U | N | Y | Y | DR | SEWAGE TREATMENT PLANT:DESLUDGE SMALL SCALE | Drainage | Septic Tank De-sludging | Septic Tank De-sludging | IT | 105.3 | Sewage Treatment Plant:Undertake quarterly desludge of small scale plant by a licensed waste disposal contractor, transport, dispose of sludge, make good (rate per 1000 litres of sludge etc. removed). | Sewage Treatment Plant:Undertake quarterly desludge of small scale sewage treatment plant by a licensed waste disposal contractor holding the requisite permits to transport and dispose of sewage sludge and make good. (Rate per 1000 litres of sludge etc. removed). | 105.3
043101 |  | R | N | Y | N | PL | MAIN:LAY 19MM ALKATHENE NE 1M DEEP | Plumbing | Underground Water Mains | Water Mains - Alkathene Pipework | LM | 139.1171 | Main:Excavate ne 1.00m deep, compact bottoms, lay 150mm thick gravel bed and haunch, lay 19mm diameter alkathene pipe including all fittings backfill and remove waste and debris. | Main:Excavate ne 1.00m deep, compact bottoms, lay 150mm thick gravel bed and haunch, lay 19mm diameter alkathene pipe including all fittings backfill and remove waste and debris. | 139.1171
043103 |  | R | N | Y | N | PL | MAIN:LAY 19MM ALKATHENE 1-2M DEEP | Plumbing | Underground Water Mains | Water Mains - Alkathene Pipework | LM | 226.6574 | Main:Excavate over 1.00m ne 2.00m deep, compact bottoms, lay 150mm thick gravel bed and haunch, lay 19mm diameter alkathene pipe including all fittings, backfill and remove waste and debris. | Main:Excavate over 1.00m ne 2.00m deep, compact bottoms, lay 150mm thick gravel bed and haunch, lay 19mm diameter alkathene pipe including all fittings, backfill and remove waste and debris. | 226.6574
043301 |  | E | Y | N | Y | PL | MAIN:REPAIR UNDERGROUND BURST | Plumbing | Underground Water Mains | Burst Water Mains - Copper Pipework | NO | 149.2309 | Main:Renew up to 22mm copper underground main ne 1.00m long in trench, connectors, bends and fittings, wrap with tape, turn off/on water, test, all excavation, backfill/remove debris, reinstatement. | Main:Isolate water supply, drain down, cut out and renew length upto 22mm diameter copper underground main ne 1.00m long in trench, with straight connectors, including all necessary bends and fittings, wrapping with tape and reinstate water supply and test on completion, item allows for all excavation, earthwork support and subsequent backfill and remove waste and debris, reinstate topsoil and any turf. | 149.2309
043503 |  | E | Y | N | Y | PL | BURST:EXCAVATE AND REPAIR BURST PIPE NE 28 MM | Plumbing | Underground Water Mains | Burst Water Mains - Alkathene Pipework | NO | 150.6349 | Burst:Turn off/on water supply, drain down/refill, renew length of upto 28mm diameter alkathene pipe ne 1.00m long with couplings and fittings, test all excavation, backfill/cart away, reinstatement. | Burst:Isolate water supply, drain down, cut out and renew length of upto 28mm diameter alkathene pipe, ne 1.00m long with straight couplings, including all necessary fittings, reinstate water supply and test all newly made joints on completion, item allows for all excavation, earthwork support, backfill and remove waste and debris. | 150.6349
045001 |  | U | N | N | N | PL | STOPCOCK:RENEW EXTERNAL BOX AND PIPE | Plumbing | Underground Water Mains | External Stopcocks | NO | 181.926 | Stopcock:Renew stopcock box and salt glazed pipe ne 750mm deep including all necessary excavation and backfill and make good to existing finishes, and remove waste and debris. | Stopcock:Renew stopcock box and salt glazed pipe ne 750mm deep including all necessary excavation and backfill and make good to existing finishes, and remove waste and debris. | 181.926
045003 |  | U | N | N | N | PL | STOPCOCK:RENEW EXTERNAL BOX | Plumbing | Underground Water Mains | External Stopcocks | NO | 62.3743 | Stopcock:Renew stopcock box including remove existing and bed new in cement mortar (1:3) and make good existing finishes, and remove waste and debris. | Stopcock:Renew stopcock box including remove existing and bed new in cement mortar (1:3) and make good existing finishes, and remove waste and debris. | 62.3743
045004 |  | U | N | N | Y | PL | STOPCOCK:REMOVE AND REBED EXTERNAL BOX | Plumbing | Underground Water Mains | External Stopcocks | NO | 21.4021 | Stopcock:Remove existing external stopcock box, and rebed in cement mortar (1:3) and make good existing finishes, and remove waste and debris. | Stopcock:Remove existing external stopcock box, and rebed in cement mortar (1:3) and make good existing finishes, and remove waste and debris. | 21.4021
045007 |  | U | N | N | Y | PL | STOPCOCK:RENEW COPPER TO COPPER NE 22MM | Plumbing | Underground Water Mains | External Stopcocks | NO | 52.0213 | Stopcock:Renew copper to copper mains stopcock ne 22mm diameter including turn water off/on, fix new stopcock including all couplings and connections and test, and remove waste and debris. | Stopcock:Renew copper to copper mains stopcock ne 22mm diameter including turn water off/on, fix new stopcock including all couplings and connections and test, and remove waste and debris. | 52.0213
047001 |  | U | N | N | Y | GR | MAIN AND DRAIN:REINSTATE CONCRETE PAVING | Drainage | Drainage Below Ground | Extra Over for Breaking Out and Reinstatement | LM | 89.8971 | Main and Drain:Extra for breaking up, remove spoil, subsequently reinstate up to 150mm thick concrete with hardcore sub-base under, up to 600mm wide including joints, make good to existing finishes. | Main and Drain:Extra for breaking up, remove waste and debris and subsequently reinstating ne 150mm thick concrete with hardcore sub-base under, ne 600mm wide including joints and make good to existing finishes. | 89.8971
047003 |  | U | N | N | Y | GR | MAIN AND DRAIN:REINSTATE TARMACADAM PAVING | Drainage | Drainage Below Ground | Extra Over for Breaking Out and Reinstatement | LM | 64.0449 | Main and Drain:Extra for breaking up, remove spoil, subsequently reinstate up to 100mm thick tarmacadam with hardcore sub-base under, up to 600mm wide including joints, make good to existing finishes. | Main and Drain:Extra for breaking up, remove waste and debris and subsequently reinstating ne 100mm thick tarmacadam with hardcore sub-base under, ne 600mm wide including joints and make good to existing finishes. | 64.0449
047005 |  | U | N | N | Y | GR | MAIN AND DRAIN:REINSTATE FLAG PAVING | Drainage | Drainage Below Ground | Extra Over for Breaking Out and Reinstatement | LM | 13.3991 | Main and Drain:Extra for lifting, set aside and subsequently relaying flag paving and sub-base grout and point, ne 600mm wide including any extra cutting and bonding to existing paving. | Main and Drain:Extra for lifting, set aside and subsequently relaying flag paving and sub-base grout and point, ne 600mm wide including any extra cutting and bonding to existing paving. | 13.3991
047007 |  | U | N | N | Y | GR | MAIN AND DRAIN:REINSTATE BRICK PAVING | Drainage | Drainage Below Ground | Extra Over for Breaking Out and Reinstatement | LM | 59.8243 | Main and Drain:Extra for lifting, set aside and subsequently relaying brick paviors and sub-base grout and point, ne 600mm wide including all bonding to existing paving. | Main and Drain:Extra for lifting, set aside and subsequently relaying brick paviors and sub-base grout and point, ne 600mm wide including all bonding to existing paving. | 59.8243
048001 |  | R | N | N | N | GR | PAVING:LOWER FLAG PAVING PRIOR TO DPC INJECTION | Specialist Treatments | Fungus and Beetle Eradication and DPC Works | Reduce Existing Ground Level with DPC | SM | 108.6695 | Paving:Take up paving flag, set aside, excavate to lower paving to 150mm below new floor, relay flag paving on 50mm sand, 75mm compacted stone, all in conjunction with injected DPC treatment. | Paving:Take up paving flag, set aside, excavate to lower paving to 150mm below new floor and relay flag paving on 50mm sand on 75mm compacted stone, remove waste and debris, all in conjunction with injected damp proof course wall treatment. | 108.6695
048003 |  | R | N | N | N | GR | PAVING:LOWER INSITU PAVING PRIOR TO DPC INJECTION | Specialist Treatments | Fungus and Beetle Eradication and DPC Works | Reduce Existing Ground Level with DPC | SM | 148.0844 | Paving:Break up insitu paving, excavate to lower paving to 150mm below new floor and lay new pcc flag paving on 50mm sand on 75mm compacted stone, all in conjunction with injected DPC treatment. | Paving:Break up insitu paving, excavate to lower paving to 150mm below new floor and lay new pcc flag paving on 50mm sand on 75mm compacted stone, remove waste and debris, all in conjunction with injected damp proof course wall treatment. | 148.0844
048005 |  | R | N | N | N | GR | GARDEN:LOWER GARDEN PRIOR TO DPC INJECTION | Specialist Treatments | Fungus and Beetle Eradication and DPC Works | Reduce Existing Ground Level with DPC | SM | 32.1207 | Garden:Excavate in earth to reduce levels to 150mm below new floor level and distribute surplus earth over garden areas or remove waste and debris, all in conjunction with injected DPC wall treatment. | Garden:Excavate in earth to reduce levels to 150mm below new floor level and distribute surplus earth over garden areas or remove waste and debris, all in conjunction with injected damp proof course wall treatment. | 32.1207
048007 |  | R | N | N | N | GR | PAVING:LOWER MACADAM PAVING BEFORE DPC INJECTION | Specialist Treatments | Fungus and Beetle Eradication and DPC Works | Reduce Existing Ground Level with DPC | SM | 142.2798 | Paving:Break up existing macadam, excavate to lower paving to 150mm below new floor, 75mm stone, blinding, 50mm base course 20mm wearing macadam all in conjunction with injected DPC treatment. | Paving:Break up existing macadam excavate to lower paving to 150mm below new floor, remove spoil, fill soft spots, level and compact bottoms of excavations and fill in layers. 75mm crusher run or broken stone, blinding, 50mm base course of 20mm nominal size open textured macadam and 20mm wearing course of 6mm nominal size medium textured macadam laid to falls, crossfalls and slopes including joints to any existing finishes all in conjunction with injected damp proof course wall treatment, remove waste and debris. | 142.2798
049001 |  | R | N | Y | N | GR | FOUNDATIONS:EXCAVATE CONCRETE BRICKWORK TRENCH | Foundations | Foundations in Trenches | Foundations in Trenches | LM | 398.2131 | Foundations:Excavate trench 600mm wide ne 1m deep lay concrete to depth ne 775mm, build cavity wall in engineering bricks and facings, including DPC, build in ties, fill cavity of wall, all labours. | Foundations:Excavate trench 600mm wide and ne 1.00m deep including all necessary planking and strutting, return, fill in and ram, remove waste and debris, level and ram, lay concrete (1:3:6) in trench to depth ne 775mm build cavity wall in engineering bricks and facings in cement mortar (1:3) including damp proof course, build in stainless steel wall ties, fill cavity of wall with concrete (1:10), including all labours. | 398.2131
049003 |  | R | N | Y | N | GR | FOUNDATIONS:EXCAVATE CONCRETE TRENCH | Foundations | Foundations in Trenches | Foundations in Trenches | LM | 83.6844 | Foundations:Excavate trench 500mm wide and ne 500mm deep, planking and strutting, return, fill in and ram, remove waste and debris, level and ram, lay concrete (1:3:6) in trench to depth ne 250mm. | Foundations:Excavate trench 500mm wide and ne 500mm deep including all necessary planking and strutting, return, fill in and ram, remove waste and debris, level and ram, lay concrete (1:3:6) in trench to depth ne 250mm. | 83.6844
049101 |  | R | N | Y | N | GR | EXCAVATE:PIT NE 1.00M | Foundations | Excavation | Excavation | CM | 113.9574 | Excavate:Excavate in any soil for pit ne 1.00m deep, earthwork support and dispose of spoil to temporary spoil heap. | Excavate:Excavate in any soil for pit ne 1.00m deep, earthwork support and dispose of spoil to temporary spoil heap. | 113.9574
049103 |  | R | N | Y | N | GR | EXCAVATE:PIT NE 2.00M | Foundations | Excavation | Excavation | CM | 152.8696 | Excavate:Excavate in any soil for pit over 1.00m and ne 2.00m deep, earthwork support and dispose of spoil to temporary spoil heap. | Excavate:Excavate in any soil for pit over 1.00m and ne 2.00m deep, earthwork support and dispose of spoil to temporary spoil heap. | 152.8696
049105 |  | R | N | Y | N | GR | EXCAVATE:TRENCH NE 1.00M | Foundations | Excavation | Excavation | CM | 166.7669 | Excavate:Excavate in any soil for trench ne 600mm wide and ne 1.00m deep, earthwork support and dispose of spoil to temporary spoil heap. | Excavate:Excavate in any soil for trench ne 600mm wide and ne 1.00m deep, earthwork support and dispose of spoil to temporary spoil heap. | 166.7669
049107 |  | R | N | Y | N | GR | EXCAVATE:TRENCH NE 2.00M | Foundations | Excavation | Excavation | CM | 241.8119 | Excavate:Excavate in any soil for trench ne 600mm wide and over 1.00m and ne 2.00m deep, earthwork support and dispose of spoil to temporary spoil heap. | Excavate:Excavate in any soil for trench ne 600mm wide and over 1.00m and ne 2.00m deep, earthwork support and dispose of spoil to temporary spoil heap. | 241.8119
049201 |  | R | N | Y | N | GR | HARDCORE:FILLING | Foundations | Hardcore Filling | Hardcore Filling | CM | 136.2047 | Hardcore:Imported filling to beds, pits, trenches etc., laid and compacted in maximum 300mm layers. | Hardcore:Imported filling to beds, pits, trenches etc., laid and compacted in maximum 300mm layers. | 136.2047
049203 |  | R | N | Y | N | GR | MOT TYPE 1:FILLING | Foundations | Hardcore Filling | Hardcore Filling | CM | 137.9948 | MOT Type 1:Filling to beds, pits, trenches etc., laid and compacted in maximum 150mm layers. | MOT Type 1:Filling to beds, pits, trenches etc., laid and compacted in maximum 150mm layers. | 137.9948
049205 |  | R | N | Y | N | GR | SAND:BLINDING | Foundations | Hardcore Filling | Hardcore Filling | SM | 9.1157 | Sand:Blind surface of hardcore filling with 50mm building sand blinding, laid and compacted. | Sand:Blind surface of hardcore filling with 50mm building sand blinding, laid and compacted. | 9.1157
049301 |  | R | N | Y | N | GR | CONCRETE:SUPPLY AND PLACE IN TRENCH | Foundations | Concrete (1:3:6) | Concrete (1:3:6) | LM | 39.1496 | Concrete:Supply and place concrete (1:3:6) in foundation 600mm wide and ne 300mm deep as directed including tamped finish, formwork as necessary. | Concrete:Supply and place concrete (1:3:6) in foundation 600mm wide and ne 300mm deep as directed including tamped finish, formwork as necessary. | 39.1496
049303 |  | R | N | Y | N | GR | CONCRETE:SUPPLY AND PLACE IN BEDS | Foundations | Concrete (1:3:6) | Concrete (1:3:6) | CM | 219.9685 | Concrete:Supply and place concrete (1:2:4) in beds, bases, plinths ne 300mm deep as directed including tamped finish, formwork as necessary. | Concrete:Supply and place concrete (1:2:4) in beds, bases, plinths ne 300mm deep as directed including tamped finish, formwork as necessary. | 219.9685
049305 |  | R | N | Y | N | GR | CONCRETE:SUPPLY AND PLACE IN MASS FOUNDATION | Foundations | Concrete (1:3:6) | Concrete (1:3:6) | CM | 211.63 | Concrete:Supply and place concrete (1:2:4) in beds, bases, plinths over 300mm deep as directed including tamped finish, formwork as necessary. | Concrete:Supply and place concrete (1:2:4) in beds, bases, plinths over 300mm deep as directed including tamped finish, formwork as necessary. | 211.63
049307 |  | R | N | Y | N | GR | CONCRETE:SUPPLY AND PLACE IN CAVITY | Foundations | Concrete (1:3:6) | Concrete (1:3:6) | SM | 15.3284 | Concrete:Supply and place concrete (1:2:4) in cavity fill 50mm wide to cavity of brick wall, formwork as necessary. | Concrete:Supply and place concrete (1:2:4) in cavity fill 50mm wide to cavity of brick wall, formwork as necessary. | 15.3284
049401 |  | R | N | Y | N | GR | MEMBRANE:LAY POLYTHENE | Foundations | Foundation Sundries | Foundation Sundries | SM | 7.9808 | Membrane:Lay 250mm polythene damp proof membrane sheeting, 100mm welted laps. | Membrane:Lay 250mm polythene damp proof membrane sheeting, 100mm welted laps. | 7.9808
049403 |  | R | N | Y | N | GR | REINFORCEMENT:LAY A393 MESH | Foundations | Foundation Sundries | Foundation Sundries | SM | 23.2028 | Reinforcement:Supply and lay A393 mesh reinforcement in beds, 200mm side and end laps including tying wire, all cutting and bending, spacers and chairs. | Reinforcement:Supply and lay A393 mesh reinforcement in beds, 200mm side and end laps including tying wire, all cutting and bending, spacers and chairs. | 23.2028
049405 |  | R | N | Y | N | GR | REINFORCEMENT:LAY MESH | Foundations | Foundation Sundries | Foundation Sundries | SM | 9.2912 | Reinforcement:Lay chicken wire mesh reinforcement in beds, 200mm side and end laps including tying wire, all cutting and bending, spacers and chairs. | Reinforcement:Lay chicken wire mesh reinforcement in beds, 200mm side and end laps including tying wire, all cutting and bending, spacers and chairs. | 9.2912
049407 |  | R | N | Y | N | GR | DUCT:FORM IN SURFACE OF CONCRETE BED | Foundations | Foundation Sundries | Foundation Sundries | LM | 31.3405 | Duct:Form service duct ne 300mm wide and ne 75mm deep in surface of concrete bed including all formwork as necessary. | Duct:Form service duct ne 300mm wide and ne 75mm deep in surface of concrete bed including all formwork as necessary. | 31.3405
098005 |  | U | N | N | Y | DR | CLIENT INSPECTION:DRAINAGE | Drainage | Drainage - Client Inspection | Drainage - Client Inspection | IT | 16.6767 | Client Inspection:Undertake client inspection, testing etc in connection with drainage,report to Client Representative (any repairs required to be ordered must be instructed CR). | Client Inspection:Undertake client inspection and testing etc. in connection with drainage and report to Client Representative (any repairs required to be ordered must be instructed by Client Representative). Not to be claimed in conjunction with associated works. | 16.6767
421021 |  | R | N | N | N | PT | WALL:APPLY SMOOTH RENDER DUB OUT IN PATCH | Plasterwork and Other Finishes | Plasterwork, Rendering and Screeds | Sand and Cement Render | IT | 38.0452 | Wall:Apply 12mm cement and sand render (1:3) with waterproofing agent to external walls in patch trowelled smooth, dub out as necessary with cement and sand including all labours. | Wall:Apply 12mm cement and sand render (1:3) with waterproofing agent to external walls in patch trowelled smooth, dub out as necessary with cement and sand including all preparation, labours and remove waste and debris. | 38.0452
421022 |  | R | N | Y | N | PT | WALL:APPLY ROUGHCAST RENDER DUB OUT IN PATCH | Plasterwork and Other Finishes | Plasterwork, Rendering and Screeds | Sand and Cement Render | IT | 48.3247 | Wall:Apply 12mm cement and sand render (1:3) with waterproofing agent to external walls in patch with roughcast finish, dub out with cement and sand, all preparation, labours, remove waste and debris. | Wall:Apply 12mm cement and sand render (1:3) with waterproofing agent to external walls in patch with roughcast finish, dub out as necessary with cement and sand including all preparation, labours and remove waste and debris. | 48.3247
421023 |  | R | N | N | N | PT | WALL:APPLY SMOOTH RENDER DUB OUT | Plasterwork and Other Finishes | Plasterwork, Rendering and Screeds | Sand and Cement Render | SM | 33.8144 | Wall:Apply 12mm cement and sand render (1:3) with waterproofing agent to external walls trowelled smooth, dub out as necessary with cement and sand, including all labours and remove waste and debris. | Wall:Apply 12mm cement and sand render (1:3) with waterproofing agent to external walls trowelled smooth, dub out as necessary with cement and sand, including all preparation, labours and remove waste and debris. | 33.8144
421024 |  | R | N | Y | N | PT | WALL:APPLY ROUGHCAST RENDER DUB OUT | Plasterwork and Other Finishes | Plasterwork, Rendering and Screeds | Sand and Cement Render | SM | 42.8188 | Wall:Apply 12mm cement and sand render (1:3) with waterproofing agent to external walls with roughcast finish, dub out with cement and sand, all preparation, labours and remove waste and debris. | Wall:Apply 12mm cement and sand render (1:3) with waterproofing agent to external walls with roughcast finish, dub out as necessary with cement and sand, including all preparation, labours and remove waste and debris. | 42.8188
421025 |  | R | N | N | N | PT | WALL:APPLY WET DASH RENDER DUB OUT IN PATCH | Plasterwork and Other Finishes | Plasterwork, Rendering and Screeds | Sand and Cement Render | IT | 48.1084 | Wall:Apply 12mm cement and sand render (1:3) with waterproofing agent and wet dash finish to external walls in patch, dub out as necessary with cement and sand, including all labours. | Wall:Apply 12mm cement and sand render (1:3) with waterproofing agent and wet dash finish to external walls in patch, dub out as necessary with cement and sand, including all labours and remove waste and debris. | 48.1084
421027 |  | R | N | N | N | PT | WALL:APPLY WET DASH RENDER DUB OUT | Plasterwork and Other Finishes | Plasterwork, Rendering and Screeds | Sand and Cement Render | SM | 45.3872 | Wall:Apply 12mm cement and sand render (1:3) with waterproofing agent and wet dash finish to external walls, dub out as necessary with cement and sand, including all labours. | Wall:Apply 12mm cement and sand render (1:3) with waterproofing agent and wet dash finish to external walls, dub out as necessary with cement and sand, including all labours and remove waste and debris. | 45.3872
421029 |  | R | N | N | N | PT | WALL:APPLY DRY DASH RENDER DUB OUT IN PATCH | Plasterwork and Other Finishes | Plasterwork, Rendering and Screeds | Sand and Cement Render | IT | 56.751 | Wall:Apply 12mm cement and sand render (1:3) with waterproofing agent and dry dash finish to external walls in patch, dub out as necessary with cement and sand, including all labours. | Wall:Apply 12mm cement and sand render (1:3) with waterproofing agent and dry dash finish to external walls in patch, dub out as necessary with cement and sand, including all labours and remove waste and debris. | 56.751
421031 |  | R | N | N | N | PT | WALL:APPLY DRY DASH RENDER DUB OUT | Plasterwork and Other Finishes | Plasterwork, Rendering and Screeds | Sand and Cement Render | SM | 52.0579 | Wall:Apply 12mm cement and sand render (1:3) with waterproofing agent and dry dash finish to external walls, dub out as necessary with cement and sand, including all labours. | Wall:Apply 12mm cement and sand render (1:3) with waterproofing agent and dry dash finish to external walls, dub out as necessary with cement and sand, including all labours and remove waste and debris. | 52.0579
421033 |  | R | N | N | N | PT | WALL:APPLY DECORATIVE RENDER DUB IN PATCH | Plasterwork and Other Finishes | Plasterwork, Rendering and Screeds | Sand and Cement Render | IT | 51.5782 | Wall:Apply 12mm cement and sand render (1:3) with waterproofing agent to external walls in patch with Decorative finish, dub out as necessary with cement and sand, including all labours. | Wall:Apply 12mm cement and sand render (1:3) with waterproofing agent to external walls in patch including 'Decorative' finish, dub out as necessary with cement and sand, including all labours and remove waste and debris. | 51.5782
421035 |  | R | N | N | N | PT | WALL:APPLY DECORATIVE RENDER DUB | Plasterwork and Other Finishes | Plasterwork, Rendering and Screeds | Sand and Cement Render | SM | 45.68 | Wall:Apply 12mm cement and sand render (1:3) with waterproofing agent to external walls with Decorative finish, dub out as necessary with cement and sand and all labours. | Wall:Apply 12mm cement and sand render (1:3) with waterproofing agent to external walls including 'Decorative' finish, dub out as necessary with cement and sand all labours and remove waste and debris. | 45.68
423001 |  | R | N | N | N | PT | RENDER REPAIRS:REPAIR CRACK | Plasterwork and Other Finishes | Plasterwork, Rendering and Screeds | Render Repairs and Sundry Items | LM | 12.3931 | Render Repairs:Repair crack in any external render including carefully hack out and make good with cement and sand including applying finish to match existing, and remove waste and debris. | Render Repairs:Repair crack in any external render including carefully hack out and make good with cement and sand including applying finish to match existing. | 12.3931
423003 |  | R | N | N | N | PT | RENDER REPAIRS:REPAIR CRACK AROUND FRAME | Plasterwork and Other Finishes | Plasterwork, Rendering and Screeds | Render Repairs and Sundry Items | LM | 17.185 | Render Repairs:Repair cracks to render and applied finishes around door or window frame including hack out loose render and make good including make good sealant joint to frame. | Render Repairs:Repair cracks to render and applied finishes around door or window frame including hack out loose render and make good including make good sealant joint to frame. | 17.185
423005 |  | R | N | N | N | PT | RENDER REPAIRS:RENEW REVEAL TO FRAME | Plasterwork and Other Finishes | Plasterwork, Rendering and Screeds | Render Repairs and Sundry Items | LM | 20.409 | Render Repairs:Renew rendered door or window frame reveal complete, hack off external finish, remake arris and rerender, dubbing out and waterproofing agent, make good applied finishes, remove spoil. | Render Repairs:Renew rendered door or window frame reveal complete including hack off external finish, remake arris and rerender including any dubbing out and waterproofing agent and make good applied finishes and remove waste and debris. | 20.409
423007 |  | R | N | N | N | PT | RENDER REPAIRS:RENEW BELLCAST FEATURE | Plasterwork and Other Finishes | Plasterwork, Rendering and Screeds | Render Repairs and Sundry Items | LM | 21.2397 | Render Repairs:Renew bellcast to any render over openings or above damp course, hack off, fix bellcast bead and form bellcast externally and remove waste and debris. | Render Repairs:Renew bellcast to any render over openings or above damp course, hack off, fix bellcast bead and form bellcast externally and remove waste and debris. | 21.2397

## Lot 8
BAF26028 DLO Support Framework – Lot 8: External Garden Works
Price Schedule
Tenderers must complete the yellow highlighted cells. Enter the proposed percentage adjustment in cell B8. Enter an uplift as a positive percentage (for example 10%) or a discount as a negative percentage (for example -10%). The adjustment is applied to every published SOR Rate and the adjusted total is shown in cell B8. All submitted prices must be fully inclusive of all costs associated with delivery unless expressly stated otherwise in the Tender Documents. No additional expenses or charges will be payable.
SOR Proposed Adjustment %
Total Amount (to be used for evaluation purposes) | 41292.3454
Document Code | New v8 | Priority | Right to Repair | Component Accounting | First Time Fix | NHF_Trade_Code | Short Description | Element | Section | Subsection | UOM | SOR Rate | Medium Description | Long Description | Adjusted SOR Rate
003003 |  | R | N | Y | N | GR | PATH:EXCAVATE LAY NE 100MM CONCRETE BED | Groundworks | Paths and Pavings | Paving - Insitu Concrete | SM | 115.3759 | Path:Excavate 250mm below finished level, remove spoil, level and compact bottoms, 150mm hardcore bed, blinded, ne 100mm concrete trowelled smooth, dishing to gullies and the like and all formwork. | Path:Excavate 250mm below required finished level, remove waste and debris, level and compact bottoms of excavations and fill, 150mm hardcore bed, blinded and ne 100mm concrete trowelled smooth including dishing to gullies and the like and all formwork. | 115.3759
003007 |  | R | N | Y | N | GR | PATH:RENEW NE 100MM CONCRETE BED AND SUB-BASE | Groundworks | Paths and Pavings | Paving - Insitu Concrete | SM | 129.2732 | Path:Renew concrete path, break up concrete, excavate, remove spoil, fill soft spots, level and compact, 150mm hardcore bed, blinded, ne 100mm concrete trowelled smooth, all labours, formwork. | Path:Renew concrete path by breaking up existing concrete and excavating 250mm below existing level, remove waste and debris, fill soft spots, level and compact bottoms of excavations and fill, 150mm hardcore bed, blinded and ne 100mm concrete trowelled smooth including dishing to gullies and the like and all formwork. | 129.2732
003009 |  | R | N | Y | N | GR | FINISH:EXTRA FOR NON-SLIP FINISH TO PATH | Groundworks | Paths and Pavings | Paving - Insitu Concrete | SM | 15.0408 | Finish:Extra for non-slip surface to concrete, carborundum grains at the rate of 1kg per sm. | Finish:Extra for non-slip surface to concrete carborundum grains at the rate of 1kg per sm. | 15.0408
003011 |  | R | N | Y | N | GR | PATH/BASE:REMOVE AND INFILL WITH TOPSOIL | Groundworks | Paths and Pavings | Paving - Insitu Concrete | SM | 82.132 | Path or Base:Break up, remove any thickness existing path or shed/outbuilding base and bed under, remove waste and debris, import topsoil, deposit to make up levels, grade to suit existing contours. | Path or Base:Break up and remove any thickness existing path or shed/outbuilding base and bed under and remove waste and debris, import topsoil and deposit to make up levels and grade to suit existing contours. | 82.132
003013 |  | R | N | Y | N | GR | PATH/BASE:REMOVE | Groundworks | Paths and Pavings | Paving - Insitu Concrete | SM | 42.7135 | Path or Base:Break up and remove any thickness existing path or shed/outbuilding base and bed under, remove waste and debris, leave to receive new paving (measured separately). | Path or Base:Break up and remove any thickness existing path or shed/outbuilding base and bed under and remove waste and debris, leave to receive new paving (measured separately). | 42.7135
003015 |  | R | N | Y | N | GR | PATH/BASE:REMOVE AND INFILL WITH GRAVEL | Groundworks | Paths and Pavings | Paving - Insitu Concrete | SM | 87.631 | Path or Base:Break up and remove any thickness existing path or shed/outbuilding base and bed under, remove waste and debris, import gravel and deposit to make up levels, grade to existing contours. | Path or Base:Break up and remove any thickness existing path or shed/outbuilding base and bed under and remove waste and debris, import gravel and deposit to make up levels and grade to suit existing contours. | 87.631
003101 |  | R | N | N | N | GR | AGGREGATE:REMOVE DISPOSE MAKE GOOD | Groundworks | Paths and Pavings | Paving - Aggregate | SM | 19.4562 | Aggregate:Excavate aggregate base ne 200mm, transport and dispose at an authorised recycling centre, fill in resulting cavity or hole with soil, make good to surfacing, remove waste and debris. | Aggregate:Excavate aggregate base ne 200mm, transport and dispose at an authorised recycling centre, fill in resulting cavity or hole with soil and make good to surrounding surfacing, remove waste and debris. | 19.4562
005001 |  | R | N | Y | N | GR | MACADAM:EXCAVATE AND LAY 70MM PAVING | Groundworks | Paths and Pavings | Paving - Coated Macadam | SM | 83.1317 | Macadam:Excavate 145mm below finished level, remove spoil, level and compact bottoms, fill in layers, 75mm crusher run stone blinding, 50mm base macadam and 20mm wearing macadam, all labours. | Macadam:Excavate 145mm below required finished level, remove waste and debris, level and compact bottoms of excavations and fill in layers, 75mm crusher run broken stone blinding, 50mm base course of 20mm nominal size open-textured macadam and 20mm wearing course of 6mm nominal medium textured macadam laid to falls, crossfalls and slopes. | 83.1317
005003 |  | R | N | Y | N | GR | MACADAM:RENEW 70MM PAVING | Groundworks | Paths and Pavings | Paving - Coated Macadam | SM | 88.6906 | Macadam:Renew macadam, break out up to 145mm, remove spoil, fill soft spots, level and compact bottoms, fill in layers, 75mm stone, 50mm base macadam, 20mm wearing course macadam, all labours. | Macadam:Renew macadam by breaking up existing paving and excavations 145mm below existing level, remove waste and debris, fill soft spots, level and compact bottoms of excavations and fill in layers, 75mm crusher run of broken stone, blinding, 50mm base course of 20mm nominal size open textured macadam and 20mm wearing course of 6mm nominal size medium textured macadam laid to falls, crossfalls and slopes, make good to existing finishes. | 88.6906
005051 |  | R | N | Y | N | GR | MACADAM:REPAIR POT HOLE NE 50MM DEEP | Groundworks | Paths and Pavings | Paving - Coated Macadam | IT | 48.9247 | Macadam:Repair pot hole in patch ne 1.00 sm, compact sub-base, lay 20mm dense base course macadam 25mm, 6mm dense wearing course macadam 25mm deep, joints, make good, remove waste and debris. | Macadam:Repair pot hole in patch ne 1.00 square metres, remove waste and debris, grade and compact surface of sub-base, lay 20mm dense base course macadam to a depth of 25mm, and a 6mm dense wearing course macadam to a depth of 25mm laid to falls, crossfalls and slopes including joints to any existing finishes, road gullies, manhole covers etc. | 48.9247
005053 |  | R | N | Y | N | GR | MACADAM:REPAIR POT HOLE NE 75MM DEEP | Groundworks | Paths and Pavings | Paving - Coated Macadam | IT | 70.5724 | Macadam:Repair pot hole in patch ne 1.00 sm, compact sub-base, lay 20mm dense base course macadam 50mm, 6mm dense wearing course macadam 25mm deep, joints, make good, remove waste and debris. | Macadam:Repair pot hole in patch ne 1.00 square metres, remove waste and debris, grade and compact surface of sub-base, lay 20mm dense base course macadam to a depth of 50mm, and a 6mm dense wearing course macadam to a depth of 25mm laid to falls, crossfalls and slopes including joints to any existing finishes, road gullies, manhole covers etc. | 70.5724
005055 |  | R | N | Y | N | GR | MACADAM:REPAIR POT HOLE NE 100MM DEEP | Groundworks | Paths and Pavings | Paving - Coated Macadam | IT | 97.2629 | Macadam:Repair pot hole in patch ne 1.00 sm, compact sub-base, lay 20mm dense base course macadam 75mm, 6mm dense wearing course macadam 25mm deep, joints, make good, remove waste and debris. | Macadam:Repair pot hole in patch ne 1.00 square metres, remove waste and debris, grade and compact surface of sub-base, lay 20mm dense base course macadam to a depth of 75mm, and a 6mm dense wearing course macadam to a depth of 25mm laid to falls, crossfalls and slopes including joints to any existing finishes, road gullies, manhole covers etc. | 97.2629
005101 |  | R | N | Y | N | GR | PAVING:RENEW 60MM BITMAC SURFACING | Groundworks | Paths and Pavings | Paving - Bitmac | SM | 79.0171 | Paving:Renew bitmac, break up existing, remove spoil, fill, level compact sub-base, 20mm dense bitmac in 40mm base course, 6mm dense bitmac in 20mm wearing course laid to falls, crossfalls and slopes. | Paving:Renew bitmac by breaking up existing surfacing, remove spoil, fill soft spots or pot holes with granular material, level or grade and compact surface of sub-base, lay 20mm dense base course bitmac to a depth of 40mm, and a 6mm dense wearing course bitmac to a depth of 20mm laid to falls, crossfalls and slopes including joints to any existing finishes. | 79.0171
005103 |  | R | N | Y | N | GR | PAVING:RENEW 90MM BITMAC SURFACING | Groundworks | Paths and Pavings | Paving - Bitmac | SM | 117.4103 | Paving:Renew bitmac, break up existing, remove spoil, fill, level compact sub-base, 20mm dense bitmac in 65mm base course, 6mm dense bitmac in 25mm wearing course laid to falls, crossfalls and slopes. | Paving:Renew bitmac by breaking up existing surfacing, remove spoil, fill soft spots or pot holes with granular material, level or grade and compact surface of sub-base, lay 20mm dense base course bitmac to a depth of 65mm, and a 6mm dense wearing course bitmac to a depth of 25mm laid to falls, crossfalls and slopes including joints to any existing finishes. | 117.4103
007001 |  | R | N | Y | N | GR | FLAG:EXCAVATE AND LAY NEW PRECAST CONCRETE - 50MM | Groundworks | Paths and Pavings | Paving - Precast Concrete Flag | SM | 98.4317 | Flag:Excavate 150mm below finished level, remove spoil, lay 75mm stone blinding, lay 50mm standard size pcc paving flags on 25mm bed of cement mortar (1:4) point up joints and all labours. | Flag:Excavate 150mm below required finished level, remove waste and debris, and fill in layers, including compacting 75mm crusher run of broken stone blinding and lay 50mm standard size precast concrete paving flags on 25mm bed of cement mortar (1:4) including point up joints and all cutting and dishing to gullies, covers and the like. | 98.4317
007005 |  | U | N | N | Y | GR | FLAG:LIFT AND REBED SINGLE PCC PAVING | Groundworks | Paths and Pavings | Paving - Precast Concrete Flag | NO | 13.966 | Flag:Lift any size existing precast concrete paving flag, fill and compact hardcore to soft spots and rebed existing flag on 25mm bed of cement mortar (1:4) and point up joints. | Flag:Lift any size existing precast concrete paving flag, fill and compact hardcore to soft spots and rebed existing flag on 25mm bed of cement mortar (1:4) and point up joints. | 13.966
007007 |  | U | N | N | Y | GR | FLAGS:LIFT AND REBED PCC PAVING | Groundworks | Paths and Pavings | Paving - Precast Concrete Flag | SM | 31.4968 | Flag:Lift any size existing precast concrete paving flag, fill and compact hardcore to soft spots and rebed existing flags on 25mm bed of cement mortar (1:4) and point up joints. | Flag:Lift any size existing precast concrete paving flag, fill and compact hardcore to soft spots and rebed existing flags on 25mm bed of cement mortar (1:4) and point up joints. | 31.4968
007009 |  | R | N | Y | N | GR | FLAG:RENEW SINGLE PCC PAVING | Groundworks | Paths and Pavings | Paving - Precast Concrete Flag | NO | 27.3742 | Flag:Lift remnants of existing 50mm standard size pcc paving flag, remove spoil, fill and compact hardcore to soft spots, lay new flag on 25mm mortar (1:4), point up joints and all labours. | Flag:Lift remnants of existing 50mm standard size precast concrete paving flag, remove waste and debris, fill and compact hardcore to soft spots and lay new flag on 25mm bed of cement mortar (1:4), point up joints including any additional cutting and fitting to suit. | 27.3742
007011 |  | R | N | Y | N | GR | FLAGS:RENEW PCC PAVING | Groundworks | Paths and Pavings | Paving - Precast Concrete Flag | SM | 68.4688 | Flag:Lift remnants of existing 50mm standard size pcc paving flags, remove spoil, fill and compact hardcore to soft spots, lay new flags on 25mm mortar (1:4), point up joints and all labours. | Flag:Lift remnants of existing 50mm standard size precast concrete paving flag, remove waste and debris, fill and compact hardcore to soft spots and lay new paving on 25mm bed of cement mortar (1:4), point up joints including any additional cutting and fitting to suit. | 68.4688
007019 |  | U | N | N | Y | GR | FLAG:REPOINT PCC PAVING | Groundworks | Paths and Pavings | Paving - Precast Concrete Flag | SM | 12.8143 | Flag:Repoint pcc paving, rake out joints, repoint with cement mortar (1:4). | Flag:Repoint pcc paving, rake out joints, repoint with cement mortar (1:4). | 12.8143
007021 |  | U | N | N | Y | GR | FLAG:FILLET POINT JOINT TO WALL | Groundworks | Paths and Pavings | Paving - Precast Concrete Flag | LM | 5.3535 | Flag:Rake out existing and or fillet point in cement mortar (1:4), joint between edges of paving and wall and abutment. | Flag:Rake out existing and or fillet point in cement mortar (1:4), joint between edges of paving and wall and abutment. | 5.3535
009001 |  | U | N | N | Y | GR | PAVING:REBED BRICK PAVING-MORTAR OR SAND | Groundworks | Paths and Pavings | Paving - Brick | SM | 76.4711 | Paving:Take up loose brick paving, set aside, make up levels and soft spots, clean bed and bricks, relay brick paving, joint and point in cement mortar (1:4) or joint filling sand, all bonding. | Paving:Take up loose brick paving, set aside, make up levels and soft spots to sand bed as necessary and relay brick paving including jointing and pointing in cement mortar (1:4) or joint filling sand including all bonding. | 76.4711
009005 |  | R | N | Y | N | GR | PAVING:RENEW BRICK PAVING-MORTAR OR SAND | Groundworks | Paths and Pavings | Paving - Brick | SM | 125.4945 | Paving:Renew brick paving, take up and remove spoil, fill and compact hardcore to soft spots and lay new paving on 25mm bed of mortar (1:4) or 50mm sand bed, all pointing, bonding and labours. | Paving:Renew brick paving including take up existing, remove surplus spoil, fill and compact hardcore to soft spots and lay new paving on 25mm bed of cement mortar (1:4) or 50mm sand bed including all pointing and cutting and bonding. | 125.4945
009009 |  | R | N | Y | N | GR | PAVING:LAY NEW BRICK PAVING-MORTAR OR SAND | Groundworks | Paths and Pavings | Paving - Brick | SM | 129.7622 | Paving:Supply and lay new brick paving including excavate to level, lay 100mm hardcore bed and new paving on 25mm bed of cement mortar (1:4) or 50mm sand bed, all pointing and cutting and bonding. | Paving:Supply and lay new brick paving including excavate to level, lay 100mm hardcore bed and lay new paving on 25mm bed of cement mortar (1:4) or 50mm sand bed including all pointing and cutting and bonding. | 129.7622
009011 |  | R | N | Y | N | GR | PAVING:REGROUT WITH SAND | Groundworks | Paths and Pavings | Paving - Brick | SM | 8.5021 | Paving:Rake out joints of existing brick or block paving, remove defective jointing material and neatly fill joints with dry sand of a colour to match existing. | Paving:Rake out joints of existing brick or block paving, remove defective jointing material and neatly fill joints with dry sand of a colour to match existing. | 8.5021
009013 |  | R | N | Y | N | GR | PAVING:RENEW GRAVEL PAVING 30MM | Groundworks | Paths and Pavings | Paving - Gravel | SM | 14.6671 | Paving:Renew gravel paving to paths and driveways ne 30mm thick including take up and clear away existing, supply, spread and level washed gravel to existing surfaces. | Paving:Renew gravel paving to paths and driveways ne 30mm thick including take up and clear away existing, remove waste and debris, supply, spread and level washed gravel to existing surfaces. | 14.6671
011001 |  | U | N | N | Y | GR | PAVING:TEMPORARY CONCRETE REPAIR | Groundworks | Paths and Pavings | Paving - Temporary Repairs | IT | 44.1445 | Paving:Break out existing defective paving of any type ne 100mm thick, fill in void with lean mix concrete ensuring flush edges to existing finishes in areas ne 1.00sm, remove waste and debris. | Paving:Break out existing defective paving of any type if necessary ne 100mm thick, fill in void with lean mix concrete ensuring flush edges to existing finishes in areas ne 1.00sm, remove waste and debris. | 44.1445
011101 |  | R | N | Y | N | GR | HARDCORE:ADDITIONAL SUB-BASE OR BED NE 150 | Groundworks | Paths and Pavings | Hardcore | SM | 52.2592 | Hardcore:Extra for additional hardcore sub-base or bed ne 150mm thick laid under any type of paving excavate, remove spoil, level, compact bottoms (to be specifically ordered by CR). | Hardcore:Extra for additional hardcore sub-base or bed ne 150mm thick laid under any type of paving including excavate, remove spoil, level and compact bottoms, remove waste and debris (to be charged only when specifically ordered by Client Representative). | 52.2592
011501 |  | R | N | Y | N | GR | EXCAVATION:REMOVE TOPSOIL 150MM MOVE NE 20M | Groundworks | Paths and Pavings | Excavation to Gardens etc. | SM | 16.6767 | Excavation:Excavate over site ne 150mm deep to remove top soil, load and wheel to spoilheap ne 20 metres, and deposit in spoilheap for future use. | Excavation:Excavate over site ne 150mm deep to remove top soil, load and wheel to spoilheap ne 20 metres, and deposit in spoilheap for future use. | 16.6767
011503 |  | R | N | Y | N | GR | EXCAVATION:REMOVE TOPSOIL 150MM MOVE NE 50M | Groundworks | Paths and Pavings | Excavation to Gardens etc. | SM | 19.4562 | Excavation:Excavate over site ne 150mm deep to remove top soil, load and wheel to spoilheap ne 50 metres, and deposit in spoilheap for future use. | Excavation:Excavate over site ne 150mm deep to remove top soil, load and wheel to spoilheap ne 50 metres, and deposit in spoilheap for future use. | 19.4562
011505 |  | R | N | Y | N | GR | EXCAVATION:REDUCE LEVELS NE 150MM DISPOSE | Groundworks | Paths and Pavings | Excavation to Gardens etc. | SM | 30.6003 | Excavation:Excavate over site to reduce levels ne 150mm deep, load and dispose of spoil off site. | Excavation:Excavate over site to reduce levels ne 150mm deep, load and dispose of spoil off site. | 30.6003
011507 |  | R | N | Y | N | GR | EXCAVATION:REDUCE LEVELS 150-300MM DISPOSE | Groundworks | Paths and Pavings | Excavation to Gardens etc. | SM | 57.9873 | Excavation:Excavate over site to reduce levels over 150mm and ne 300mm deep, load and dispose of spoil off site. | Excavation:Excavate over site to reduce levels over 150mm and ne 300mm deep, load and dispose of spoil off site. | 57.9873
011509 |  | R | N | Y | N | GR | EXCAVATION:REDUCE LEVELS 300-450MM DISPOSE | Groundworks | Paths and Pavings | Excavation to Gardens etc. | SM | 94.4844 | Excavation:Excavate over site to reduce levels over 300mm and ne 450mm deep, load and dispose of spoil off site. | Excavation:Excavate over site to reduce levels over 300mm and ne 450mm deep, load and dispose of spoil off site. | 94.4844
011511 |  | R | N | Y | N | GR | EXCAVATION:REDUCE LEVELS OVER 450MM DISPOSE | Groundworks | Paths and Pavings | Excavation to Gardens etc. | CM | 243.187 | Excavation:Excavate over site to reduce levels over 450mm deep, load and dispose of spoil off site. | Excavation:Excavate over site to reduce levels over 450mm deep, load and dispose of spoil off site. | 243.187
011513 |  | R | N | Y | N | GR | TOP SOIL:EXCAVATE SPOILHEAP 20M AND SPREAD | Groundworks | Paths and Pavings | Excavation to Gardens etc. | SM | 13.8973 | Topsoil:Excavate in existing topsoil spoilheap, load and wheel ne 20 metres, deposit and spread, grade or level in bed 150mm deep. | Topsoil:Excavate in existing topsoil spoilheap, load and wheel ne 20 metres, deposit and spread, grade or level in bed 150mm deep. | 13.8973
011515 |  | R | N | Y | N | GR | TOP SOIL:EXCAVATE SPOILHEAP 50M AND SPREAD | Groundworks | Paths and Pavings | Excavation to Gardens etc. | SM | 16.6767 | Topsoil:Excavate in existing topsoil spoilheap, load and wheel ne 50 metres, deposit and spread, grade or level in bed 150mm deep. | Topsoil:Excavate in existing topsoil spoilheap, load and wheel ne 50 metres, deposit and spread, grade or level in bed 150mm deep. | 16.6767
011517 |  | R | N | Y | N | GR | TOP SOIL:EXCAVATE SPOILHEAP 20M SPREAD ROTAVATE | Groundworks | Paths and Pavings | Excavation to Gardens etc. | SM | 17.7885 | Topsoil:Excavate in existing topsoil spoilheap, load and wheel ne 20 metres, deposit and spread, grade or level in bed 150mm deep, lightly rotavate surface for cultivation. | Topsoil:Excavate in existing topsoil spoilheap, load and wheel ne 20 metres, deposit and spread, grade or level in bed 150mm deep, lightly rotavate surface for cultivation. | 17.7885
011519 |  | R | N | Y | N | GR | TOP SOIL:EXCAVATE SPOILHEAP 50M SPREAD ROTAVATE | Groundworks | Paths and Pavings | Excavation to Gardens etc. | SM | 20.568 | Topsoil:Excavate in existing topsoil spoilheap, load and wheel ne 50 metres, deposit and spread, grade or level in bed 150mm deep, lightly rotavate surface for cultivation. | Topsoil:Excavate in existing topsoil spoilheap, load and wheel ne 50 metres, deposit and spread, grade or level in bed 150mm deep, lightly rotavate surface for cultivation. | 20.568
011521 |  | R | N | Y | N | GR | IMPORTED TOPSOIL:DEPOSIT AND SPREAD | Groundworks | Paths and Pavings | Excavation to Gardens etc. | SM | 89.2736 | Imported Topsoil:Import topsoil and deposit in bed ne 150mm deep, grade or level to suit contours and prepare either for cultivation or grass seeding. | Imported Topsoil:Import topsoil and deposit in bed ne 150mm deep, grade or level to suit contours and prepare either for cultivation or grass seeding. | 89.2736
011522 |  | R | N | N | N | GR | IMPORTED TOPSOIL:DEPOSIT AND SPREAD ALONG EDGINGS | Groundworks | Paths and Pavings | Excavation to Gardens etc. | LM | 26.5539 | Imported Topsoil:Import topsoil and deposit in bed ne 150mm deep 300mm wide along edgings, grade or level to suit contours and prepare either for cultivation or grass seeding. | Imported Topsoil:Import topsoil and deposit in bed ne 150mm deep 300mm wide along edgings, grade or level to suit contours and prepare either for cultivation or grass seeding. | 26.5539
011523 |  | R | N | Y | N | GR | GARDEN AREA:CLEAR CULTIVATE | Groundworks | Paths and Pavings | Excavation to Gardens etc. | SM | 46.5552 | Garden Area:Following clearance of all litter, rubbish, scrap metal, timber, broken glass, garden debris, dumped materials, (see separate clearance items), rotavate garden, prepare for cultivation. | Garden Area:Following clearance of garden area of all litter, rubbish including scrap metal, timber, broken glass, garden debris, dumped materials (see separate garden clearance items), rotavate garden to remove weeds, tree or shrub roots etc. and prepare for cultivation. | 46.5552
011525 |  | R | N | Y | N | GR | GARDEN AREA:APPLY GRASS SEEDS | Groundworks | Paths and Pavings | Excavation to Gardens etc. | SM | 1.8783 | Garden Area:Supply and sow approved grass seed by hand at the rate of 50g per square metre. | Garden Area:Supply and sow approved grass seed by hand at the rate of 50g per square metre. | 1.8783
011531 |  | R | N | N | N | GR | BARK:IMPORT DEPOSIT AND SPREAD | Groundworks | Paths and Pavings | Paving - Bark | SM | 64.5324 | Bark:Import playground grade non staining bark and deposit in bed ne 300mm deep, grade or level to suit contours. | Bark:Import playground grade non staining bark and deposit in bed ne 300mm deep, grade or level to suit contours. | 64.5324
011533 |  | U | N | N | Y | GR | BARK:ROTAVATE BARK | Groundworks | Paths and Pavings | Paving - Bark | SM | 7.167 | Bark:Rotavate bark including use of machinery. | Bark:Rotavate bark including use of machinery. | 7.167
011535 |  | U | N | N | Y | GR | BARK:REMOVE DISPOSE MAKE GOOD | Groundworks | Paths and Pavings | Paving - Bark | SM | 19.4562 | Bark:Excavate bark or other loose fill material ne 300mm, transport and dispose at an authorised recycling centre, fill in cavity or hole with soil, make good to surfacing, remove waste, debris. | Bark:Excavate bark or any other loose fill material ne 300mm, transport and dispose at an authorised recycling centre, fill in resulting cavity or hole with soil and make good to surrounding surfacing, remove waste and debris. | 19.4562
013001 |  | R | N | N | N | GR | STEP:FORM OR RENEW STEP IN CONCRETE PAVING | Groundworks | Steps, Stairs and Ramps | Insitu and Precast Concrete | IT | 77.8144 | Step:Form or renew step up to 1000x300x200mm in concrete paving including all necessary excavation, hardcore, extra concrete, formwork, surfaces trowelled smooth, make good, remove spoil. | Step:Form step ne 1000x300x200mm in concrete paving including all necessary excavation, hardcore, extra concrete and all formwork with surfaces trowelled smooth, make good to adjacent finishes and remove waste and debris. | 77.8144
013005 |  | R | N | N | N | GR | STEP:FORM OR RENEW PCC STEP IN PAVING | Groundworks | Steps, Stairs and Ramps | Insitu and Precast Concrete | IT | 75.0079 | Step:Form or renew step in pcc paving ne 1000x300x200mm including all extra excavation, hardcore, blinding bed pcc flags to steps and risers on 25mm mortar bed, all cutting, make good, remove spoil. | Step:Form or renew step in precast concrete paving ne 1000x300x200mm including all extra excavation, hardcore, blinding and bed precast concrete flags to steps and risers on 25mm mortar bed including all cutting, make good to adjacent finishes and remove waste and debris. | 75.0079
013009 |  | R | N | N | N | GR | STEP:FORM BRICK-ON-EDGE STEP | Groundworks | Steps, Stairs and Ramps | Insitu and Precast Concrete | LM | 37.4793 | Step:Form step with approved brick-on-edge, bedded and pointed in cement mortar (1:4). | Step:Form step with approved brick on edge, bedded and pointed in cement mortar (1:4). | 37.4793
013011 |  | U | N | N | Y | GR | STEP:REPAIR DAMAGED CONCRETE | Groundworks | Steps, Stairs and Ramps | Insitu and Precast Concrete | IT | 30.0278 | Step:Cut out damaged section and repair step as necessary with concrete (1:1:5:3) or cement and sand polymer enhanced cementitious mortar including formwork and trowel finish. | Step:Cut out damaged section and repair step as necessary with concrete (1:1:5:3) or cement and sand polymer enhanced cementitious mortar including formwork and trowel finish. | 30.0278
013013 |  | U | N | N | Y | GR | STEP:REFIX AND BED LOOSE STEP | Groundworks | Steps, Stairs and Ramps | Insitu and Precast Concrete | IT | 10.9123 | Step:Rebed loose precast concrete step or loose bricks to brick step including remove existing, clean off as necessary and rebed in cement mortar (1:4) (per step). | Step:Rebed loose precast concrete step or loose bricks to brick step including remove existing, clean off as necessary and rebed in cement mortar (1:4) (per step). | 10.9123
013015 |  | R | N | Y | N | GR | RAMP:CONSTRUCT CONCRETE RAMP | Groundworks | Steps, Stairs and Ramps | Insitu and Precast Concrete | LM | 178.7108 | Ramp:Construct insitu concrete ramp average 150mm thick, ne 1.50m wide 100mm high kerbs both sides, laid to 1:12 gradient, pinked finish including all excavation, hardcore, reinforcement and formwork. | Ramp:Construct insitu concrete ramp average 150mm thick, ne 1.5m wide overall with 50mm high insitu concrete kerbs to both sides, laid to any gradient specified ne 1:15 with pinked finish including all excavation, remove waste and debris, hardcore, reinforcement and formwork. | 178.7108
017110 |  | R | N | Y | N | FE | FENCING:RENEW NE 1.2M BOARD PCC POST GRAVEL BOARD | Fencing and Gates | Fencing | Fencing - Boarded | LM | 128.1575 | Fencing:Renew or supply new ne 1.05m timber vertical board fencing, take down existing, remove debris, set pcc posts at ne 1.80m centres, two rails fixed to posts, vertical boards, pcc gravel board. | Fencing:Renew or supply new ne 1.05m tanalised timber vertical board fencing including for taking down remnants of existing fence and posts set in concrete, remove waste and debris, and set 100x100mm x 1.65m long concrete posts in concrete at ne 1.80m centres with two 69x44mm softwood rails bolted to posts and 144x20mm vertical boards nailed to rails, bull wire clipped to boards, precast concrete gravel board with centre prop (measured per metre run of fencing). | 128.1575
017111 |  | R | N | Y | N | FE | FENCING:RENEW NE 1.2M BOARD TIMBER POST | Fencing and Gates | Fencing | Fencing - Boarded | LM | 105.0902 | Fencing:Renew or supply new ne 1.05m timber vertical board fencing, take down existing, remove debris, set timber posts at ne 1.80m centres, two rails fixed to posts vertical boards gravel board. | Fencing:Renew or supply new ne 1.05m tanalised timber vertical board fencing including for taking down remnants of existing fence and posts set in concrete, remove waste and debris, and set 100x100mm x 1.65m long softwood posts in concrete at ne 1.80m centres with two 69x44mm softwood rails bolted to posts and 144x20mm vertical boards nailed to rails, bull wire clipped to boards, softwood gravel board with centre prop (measured per metre run of fencing). | 105.0902
017113 |  | R | N | Y | N | FE | FENCING:RENEW NE 1.8M BOARD PCC POST | Fencing and Gates | Fencing | Fencing - Boarded | LM | 154.9102 | Fencing:Renew or supply new ne 1.65m timber vertical board fencing, take down existing, remove debris, excavation, set PCC posts at ne 1.80m centres, three rails fixed to posts, vertical boards. | Fencing:Renew or supply new ne 1.65m high tanalised timber vertical board fencing including for taking down remnants of existing fence and posts set in concrete, remove waste and debris, and set 125x125mm x 2.25m long concrete posts in concrete at ne 1.80m centres with three softwood rails 69x44mm bolted to posts and 144x20mm vertical boards nailed to rails, bull wire clipped to boards 25x150mm softwood gravel board with centre prop (measured per metre run of fencing). | 154.9102
017114 |  | R | N | Y | N | FE | FENCING:RENEW NE 1.8M BOARD PCC POST GRAVEL BOARD | Fencing and Gates | Fencing | Fencing - Boarded | LM | 166.7455 | Fencing:Renew or supply new ne 1.65m timber vertical board fencing, take down existing, remove debris, set pcc posts at ne 1.80m centres, three rails fixed to posts, vertical boards, gravel board. | Fencing:Renew or supply new ne 1.65m high tanalised timber vertical board fencing including for taking down remnants of existing fence and posts set in concrete, remove waste and debris, and set 125x125mm x 2.25m long concrete posts in concrete at ne 1.80m centres with three softwood rails 69x44mm bolted to posts and 144x20mm vertical boards nailed to rails, bull wire clipped to boards, precast concrete gravel board with centre prop (measured per metre run of fencing). | 166.7455
017117 |  | R | N | N | N | FE | FENCING:RENEW SOFTWOOD RAIL | Fencing and Gates | Fencing | Fencing - Boarded | NO | 32.1403 | Fencing:Renew 69x44mm softwood rail ne 2.00m long bolted to concrete or timber post, remove vertical boards as necessary, renew rail, renail existing vertical boards, remove waste and debris. | Fencing:Renew 69x44mm softwood rail ne 2.00m long bolted to concrete or timber post by carefully removing vertical boards as necessary, renew rail, renail existing vertical boards, remove waste and debris. | 32.1403
017119 |  | R | N | N | N | FE | FENCING:RENEW 2ND AND 3RD RAIL | Fencing and Gates | Fencing | Fencing - Boarded | NO | 11.5723 | Fencing:Renew second or third 69x44mm softwood rail ne 2.00m long, whilst vertical boards removed, remove waste and debris. | Fencing:Renew second or third 69x44mm softwood rail ne 2.00m long, whilst vertical boards removed, remove waste and debris. | 11.5723
017121 |  | R | N | N | N | FE | FENCING:RENEW VERTICAL BOARD NE 1.05M | Fencing and Gates | Fencing | Fencing - Boarded | NO | 6.0264 | Fencing:Renew 144x20mm softwood vertical board ne 1.05m high, remove waste and debris. | Fencing:Renew 144x20mm softwood vertical board ne 1.05m high, remove waste and debris. | 6.0264
017122 |  | R | N | N | N | FE | FENCING:RENEW RUN OF VERTICAL BOARD NE 1.05M | Fencing and Gates | Fencing | Fencing - Boarded | LM | 63.7735 | Fencing:Renew 144x20mm softwood vertical boarding ne 1.05m high to closeboarded fence high complete with fixing, wire clipped to boards, remove waste and debris (measured per metre run of fencing). | Fencing:Renew 144x20mm softwood vertical boarding ne 1.05m high to closeboarded fence high complete with fixing, wire clipped to boards, remove waste and debris (measured per metre run of fencing). | 63.7735
017123 |  | R | N | N | N | FE | FENCING:RENEW VERTICAL BOARD NE 1.675M | Fencing and Gates | Fencing | Fencing - Boarded | NO | 7.7055 | Fencing:Renew 144x20mm softwood vertical board ne 1.65m high, remove waste and debris. | Fencing:Renew 144x20mm softwood vertical board ne 1.65m high, remove waste and debris. | 7.7055
017124 |  | R | N | N | N | FE | FENCING:RENEW RUN OF VERTICAL BOARD NE 1.675M | Fencing and Gates | Fencing | Fencing - Boarded | LM | 83.7869 | Fencing:Renew 144x20mm softwood vertical boarding ne 1.65m high to closeboarded fence complete with fixing, wire clipped to boards, remove waste and debris (measured per metre run of fencing). | Fencing:Renew 144x20mm softwood vertical boarding ne 1.65m high to closeboarded fence complete with fixing, wire clipped to boards, remove waste and debris (measured per metre run of fencing). | 83.7869
017125 |  | U | N | N | Y | FE | FENCING:REMOVE BOARD FENCE | Fencing and Gates | Fencing | Fencing - Boarded | LM | 15.1892 | Fencing:Take down and remove any height vertical board fence with concrete and or timber posts set in concrete, softwood rails, gravel board and vertical boards, remove debris, fill post holes. | Fencing:Take down and remove any height vertical board fence consisting of concrete and or timber posts set in concrete, softwood rails, gravel board and vertical boards and remove waste and debris, fill post holes with top soil and reinstate paths and gardens (measured per metre run of fencing). | 15.1892
017127 |  | R | N | N | N | FE | FENCING:RENEW TIMBER GRAVEL BOARD | Fencing and Gates | Fencing | Fencing - Boarded | NO | 20.1685 | Fencing:Renew or supply and fix new 25x150mm tanalised gravel board and centre prop, remove existing, excavate, cut, trim existing fence boards as necessary, fix board, remove spoil. | Fencing:Renew or supply and fix new 25x150mm tanalised softwood gravel board and centre prop including remove existing, excavate as necessary, cut and or trim existing fence boards as necessary and fix gravel board with galvanised nails, remove waste and debris. | 20.1685
017128 |  | R | N | Y | N | FE | FENCING:RENEW PCC GRAVEL BOARD | Fencing and Gates | Fencing | Fencing - Boarded | NO | 36.3496 | Fencing:Renew or supply and fix new ne 50x225mm pcc gravel board and centre prop, remove existing, excavate as necessary, cut and or trim existing fence boards as necessary, fix board, remove spoil. | Fencing:Renew or supply and fix new ne 50x225mm precast concrete gravel board and centre prop including remove existing, excavate as necessary, cut and or trim existing fence boards as necessary and fix gravel board with cleats and or bolts, remove waste and debris. | 36.3496
017201 |  | R | N | Y | N | FE | FENCING:RENEW CHESTNUT NE 1.5M AND POSTS | Fencing and Gates | Fencing | Fencing - Chestnut Pale | LM | 27.0832 | Fencing:Renew chestnut pale fencing ne 1.50m high take down existing, remove spoil, renew 60mm dia chestnut posts at 2.22m centres and chestnut pales at 75mm centres, with galvanised straining wire. | Fencing:Renew chestnut pale fencing ne 1.50m high including for taking down remnants of existing fence and posts, remove waste and debris, and renew by driving in 60mm diameter sweet chestnut posts at 2.22m centres including galvanised accessories and sweet chestnut struts and chestnut pales at 75mm centres, fixed at head and bottom with galvanised straining wire (measured per metre run of fencing). | 27.0832
017205 |  | R | N | Y | N | FE | FENCING:RENEW CHESTNUT NE 1.5M | Fencing and Gates | Fencing | Fencing - Chestnut Pale | LM | 17.4994 | Fencing:Renew existing pales and wire on existing posts by carefully removing and remove from site renew with chestnut pales ne 1.50m high at 75mm centres fixed with galvanised straining wire. | Fencing:Renew existing pales and wire on existing posts by carefully removing, remove waste and debris, and renew with chestnut pales ne 1.50m high at 75mm centres fixed at head and bottom with galvanised straining wire (measured per metre run of fencing). | 17.4994
017209 |  | R | N | N | N | FE | FENCING:REMOVE DAMAGED CHESTNUT | Fencing and Gates | Fencing | Fencing - Chestnut Pale | LM | 14.8969 | Fencing:Remove damaged chestnut pale fencing and remove from site to approved tip. | Fencing:Remove damaged chestnut pale fencing, remove waste and debris (measured per metre run of fencing). | 14.8969
017211 |  | R | N | N | N | FE | FENCING:RENEW INDIVIDUAL CHESTNUT PALE | Fencing and Gates | Fencing | Fencing - Chestnut Pale | NO | 6.7874 | Fencing:Renew cleft chestnut pale to fence including remove existing and clear away and fix new to match existing. | Fencing:Renew cleft chestnut pale to fence including remove existing and remove waste and debris and fix new to match existing. | 6.7874
017213 |  | R | N | N | N | FE | FENCING:LINE WIRE SUPPORT | Fencing and Gates | Fencing | Fencing - Chestnut Pale | LM | 3.1188 | Fencing:Renew or fix new galvanised or pvc coated line wire to support chestnut pale fence, fix wire to posts and fencing with galvanised staples and ties, remove, refix fencing as necessary. | Fencing:Renew or fix new galvanised or PVC coated line wire to support cleft chestnut pale fence, fix wire to posts and fencing with galvanised staples and ties including remove and refix fencing as found expedient (measured per run of line wire). | 3.1188
017215 |  | R | N | N | N | FE | FENCING:RENEW 75MM STRAIN POST | Fencing and Gates | Fencing | Fencing - Chestnut Pale | NO | 21.4021 | Fencing:Renew 75mm timber sweet chestnut straining post 1.60m long to chestnut pale fencing including connecting bolt strainers, remove waste and debris. | Fencing:Renew 75mm timber sweet chestnut straining post 1.60m long to chestnut pale fencing including connecting bolt strainers, remove waste and debris. | 21.4021
017301 |  | R | N | Y | N | FE | FENCING:RENEW 1.8M HIGH PANEL | Fencing and Gates | Fencing | Fencing - Interwoven and Overlap Fence Panels | NO | 59.5703 | Fencing:Renew any interwoven or overlap fence panel ne 1.8x1.8m fixed with galvanised metal support brackets to existing posts, remove and dismantle existing and cart away debris to tip. | Fencing:Renew any interwoven or overlap fence panel ne 1.80x1.80m fixed with galvanised metal support brackets to existing posts, remove and dismantle existing and remove waste and debris. | 59.5703
017302 |  | R | N | Y | N | FE | FENCING:RENEW 1.2M HIGH PANEL | Fencing and Gates | Fencing | Fencing - Interwoven and Overlap Fence Panels | NO | 54.0362 | Fencing:Renew any interwoven or overlap fence panel ne 1.8x1.2m fixed with galvanised metal support brackets to existing posts, remove and dismantle existing and cart away debris to tip. | Fencing:Renew any interwoven or overlap fence panel ne 1.80x1.20m fixed with galvanised metal support brackets to existing posts, remove and dismantle existing and remove waste and debris. | 54.0362
017303 |  | R | N | Y | N | FE | FENCING:ERECT 1.8M HIGH PANEL WITH TIMBER POSTS | Fencing and Gates | Fencing | Fencing - Interwoven and Overlap Fence Panels | LM | 73.7653 | Fencing:Erect 1.80m high interwoven or overlap panel fencing complete with panels fixed to 75x75mm posts, capping, gravel board, excavation, concrete, backfill, remove spoil, reinstatement. | Fencing:Erect tanalised 1.80m high interwoven or overlap panel fencing complete consisting of interwoven or overlap fencing panels fixed with galvanised metal support brackets to and including 75x75mm fence posts, posts set in concrete, capping, 25x150mm gravel board with centre prop, allow for all necessary excavation including excavation for posts, concrete, backfill and remove waste and debris, reinstate paving and gardens as necessary (measured per metre run of fencing). | 73.7653
017304 |  | R | N | Y | N | FE | FENCING:ERECT 1.2M HIGH PANEL WITH TIMBER POSTS | Fencing and Gates | Fencing | Fencing - Interwoven and Overlap Fence Panels | LM | 61.8364 | Fencing:Erect 1.20m high interwoven or overlap panel fencing complete with panels fixed to 75x75mm posts, capping, gravel board, excavation, concrete, backfill, remove debris, reinstatement. | Fencing:Erect tanalised 1.20m high interwoven or overlap panel fencing complete consisting of interwoven or overlap fencing panels fixed with galvanised metal support brackets to and including 75x75mm fence posts, posts set in concrete, capping, 25x150mm gravel board with centre prop, allow for all necessary excavation including excavation for posts, concrete, backfill and remove waste and debris, reinstate paving and gardens as necessary (measured per metre run of fencing). | 61.8364
017305 |  | R | N | Y | N | FE | FENCING:ERECT 1.8M HIGH PANEL WITH PCC POSTS | Fencing and Gates | Fencing | Fencing - Interwoven and Overlap Fence Panels | LM | 103.5833 | Fencing:Erect 1.80m high interwoven or overlap panel fencing with panels fixed to 100x100mm pcc posts, gravel board, capping, excavation concrete, backfill, remove spoil, reinstatement. | Fencing:Erect tanalised 1.80m high interwoven or overlap panel fencing complete consisting of 1 interwoven or overlap fencing panels fixed with galvanised metal support brackets to and including 100x100mm pcc posts, posts set in concrete, capping 25x150mm precast concrete gravel board, allow for all necessary excavation including excavation for posts, concrete, backfill and remove waste and debris, reinstate paving and gardens as necessary (measured per metre run of fencing). | 103.5833
017306 |  | R | N | Y | N | FE | FENCING:ERECT 1.2M HIGH PANEL WITH PCC POSTS | Fencing and Gates | Fencing | Fencing - Interwoven and Overlap Fence Panels | LM | 90.8473 | Fencing:Erect 1.20m high interwoven or overlap panel fencing with panels fixed to 100x100mm pcc posts, gravel board, capping, excavation concrete, backfill, remove spoil, reinstatement. | Fencing:Erect tanalised 1.20m high interwoven or overlap panel fencing complete consisting of 1 interwoven or overlap fencing panels fixed with galvanised metal support brackets to and including 100x100mm pcc posts, posts set in concrete, capping 25x150mm precast concrete gravel board, allow for all necessary excavation including excavation for posts, concrete, backfill and remove waste and debris, reinstate paving and gardens as necessary (measured per metre run of fencing). | 90.8473
017307 |  | U | N | N | Y | FE | FENCING:REMOVE PANEL FENCE COMPLETE | Fencing and Gates | Fencing | Fencing - Interwoven and Overlap Fence Panels | LM | 10.7134 | Fencing:Remove any panel fencing complete including timber or concrete posts, gravel boards etc, remove debris, fill post holes with top soil and reinstate paths and gardens. | Fencing:Remove any panel fencing complete including timber or concrete posts, gravel boards etc. and remove waste and debris, fill post holes with top soil and reinstate paths and gardens (measured per metre run of fencing). | 10.7134
017314 |  | R | N | Y | N | FE | FENCING:RENEW 0.9M HIGH PANEL | Fencing and Gates | Fencing | Fencing - Interwoven and Overlap Fence Panels | NO | 49.6656 | Fencing:Renew any interwoven or overlap fence panel ne 1.80x0.90m fixed with galvanised metal support brackets to existing posts, remove and dismantle existing and remove spoil. | Fencing:Renew any interwoven or overlap fence panel ne 1.80x0.90m fixed with galvanised metal support brackets to existing posts, remove and dismantle existing and remove waste and debris. | 49.6656
017316 |  | R | N | Y | N | FE | FENCING:ERECT 0.9M HIGH PANEL WITH TIMBER POSTS | Fencing and Gates | Fencing | Fencing - Interwoven and Overlap Fence Panels | LM | 54.7915 | Fencing:Erect 0.90m high interwoven or overlap panel fencing complete with panels fixed to 75x75mm posts, capping, gravel board, excavation, concrete, backfill, remove spoil, reinstatement. | Fencing:Erect tanalised 0.90m high interwoven or overlap panel fencing complete consisting of interwoven or overlap fencing panels fixed with galvanised metal support brackets to and including 75x75mm fence posts, posts set in concrete, capping, 25x150mm gravel board with centre prop, allow for all necessary excavation including excavation for posts, concrete, backfill and remove waste and debris, reinstate paving and gardens as necessary (measured per metre run of fencing). | 54.7915
017318 |  | R | N | Y | N | FE | FENCING:ERECT 0.9M HIGH PANEL WITH PCC POSTS | Fencing and Gates | Fencing | Fencing - Interwoven and Overlap Fence Panels | LM | 81.6145 | Fencing:Erect 0.90m high interwoven or overlap panel fencing with panels fixed to 100x100mm pcc posts, gravel board, capping, excavation concrete, backfill, remove spoil, reinstatement. | Fencing:Erect tanalised 0.90m high interwoven or overlap panel fencing complete consisting of 1 interwoven or overlap fencing panels fixed with galvanised metal support brackets to and including 100x100mm pcc posts, posts set in concrete, capping 25x150mm precast concrete gravel board, allow for all necessary excavation including excavation for posts, concrete, backfill and remove waste and debris, reinstate paving and gardens as necessary (measured per metre run of fencing). | 81.6145
017319 |  | R | N | Y | N | FE | FENCING:RENEW 0.9M HIGH PANEL WITH TIMBER POSTS | Fencing and Gates | Fencing | Fencing - Interwoven and Overlap Fence Panels | LM | 67.342 | Fencing:Renew interwoven or overlap panel fencing 0.90m high, fencing panels, 75x75mm timber posts, timber gravel board, excavation, concrete, backfill, remove debris, (msd per metre run of fencing). | Fencing:Renew tanalised 0.90m high interwoven or overlap panel fencing complete consisting of interwoven or overlap fencing panels fixed with galvanised metal support brackets to and including 75x75mm fence posts, posts set in concrete, capping, 25x150mm gravel board with centre prop, allow for all necessary excavation including excavation for posts, concrete, backfill, including for taking down remnants of existing fence and posts set in concrete, remove waste and debris (measured per metre run of fencing). | 67.342
017321 |  | R | N | Y | N | FE | FENCING:RENEW 1.2M HIGH PANEL WITH TIMBER POSTS | Fencing and Gates | Fencing | Fencing - Interwoven and Overlap Fence Panels | LM | 67.4524 | Fencing:Renew interwoven or overlap panel fencing 1.20m high, fencing panels, 75x75mm timber posts, timber gravel board, excavation, concrete, backfill, remove debris, (msd per metre run of fencing). | Fencing:Renew tanalised 1.20m high interwoven or overlap panel fencing complete consisting of interwoven or overlap fencing panels fixed with galvanised metal support brackets to and including 75x75mm fence posts, posts set in concrete, capping, 25x150mm gravel board with centre prop, allow for all necessary excavation including excavation for posts, concrete, backfill, including for taking down remnants of existing fence and posts set in concrete, remove waste and debris (measured per metre run of fencing). | 67.4524
017323 |  | R | N | Y | N | FE | FENCING:RENEW 1.8M HIGH PANEL WITH TIMBER POSTS | Fencing and Gates | Fencing | Fencing - Interwoven and Overlap Fence Panels | LM | 89.5915 | Fencing:Renew interwoven or overlap panel fencing 1.80m high, fencing panels, 75x75mm timber posts, timber gravel board, excavation, concrete, backfill, remove debris, (msd per metre run of fencing). | Fencing:Renew tanalised 1.80m high interwoven or overlap panel fencing complete consisting of interwoven or overlap fencing panels fixed with galvanised metal support brackets to and including 75x75mm fence posts, posts set in concrete, capping, 25x150mm gravel board with centre prop, allow for all necessary excavation including excavation for posts, concrete, backfill, including for taking down remnants of existing fence and posts set in concrete, remove waste and debris, reinstate paving and gardens as necessary (measured per metre run of fencing). | 89.5915
017325 |  | R | N | Y | N | FE | FENCING:RENEW 0.9M HIGH PANEL WITH PCC POSTS | Fencing and Gates | Fencing | Fencing - Interwoven and Overlap Fence Panels | LM | 94.1648 | Fencing:Renew interwoven or overlap panel fencing 0.90m high, fencing panels, 100x100mm PCC posts, PCC gravel board, excavation, concrete, backfill, remove debris, (msd per metre run of fencing). | Fencing:Renew tanalised 0.90m high interwoven or overlap panel fencing complete consisting of 1 interwoven or overlap fencing panels fixed with galvanised metal support brackets to and including 100x100mm pcc posts, posts set in concrete, capping 25x150mm precast concrete gravel board, allow for all necessary excavation including excavation for posts, concrete, backfill, including for taking down remnants of existing fence and posts set in concrete, remove waste and debris, reinstate paving and gardens as necessary (measured per metre run of fencing). | 94.1648
017327 |  | R | N | Y | N | FE | FENCING:RENEW 1.8M HIGH PANEL WITH PCC POSTS | Fencing and Gates | Fencing | Fencing - Interwoven and Overlap Fence Panels | LM | 119.4098 | Fencing:Renew interwoven or overlap panel fencing 1.80m high, fencing panels, 100x100mm PCC posts, PCC gravel board, excavation, concrete, backfill, remove debris, (msd per metre run of fencing). | Fencing:Renew tanalised 1.80m high interwoven or overlap panel fencing complete consisting of 1 interwoven or overlap fencing panels fixed with galvanised metal support brackets to and including 100x100mm pcc posts, posts set in concrete, capping 25x150mm precast concrete gravel board, allow for all necessary excavation including excavation for posts, concrete, backfill, including for taking down remnants of existing fence and posts set in concrete, remove waste and debris, reinstate paving and gardens as necessary (measured per metre run of fencing). | 119.4098
017329 |  | R | N | Y | N | FE | FENCING:RENEW 1.2M HIGH PANEL WITH PCC POSTS | Fencing and Gates | Fencing | Fencing - Interwoven and Overlap Fence Panels | LM | 96.4633 | Fencing:Renew interwoven or overlap panel fencing 1.20m high, fencing panels, 100x100mm PCC posts, PCC gravel board, excavation, concrete, backfill, remove debris, (msd per metre run of fencing). | Fencing:Renew tanalised 1.20m high interwoven or overlap panel fencing complete consisting of 1 interwoven or overlap fencing panels fixed with galvanised metal support brackets to and including 100x100mm pcc posts, posts set in concrete, capping 25x150mm precast concrete gravel board, allow for all necessary excavation including excavation for posts, concrete, backfill, including for taking down remnants of existing fence and posts set in concrete, remove waste and debris, reinstate paving and gardens as necessary (measured per metre run of fencing). | 96.4633
017400 |  | R | N | Y | N | FE | FENCING:ERECT CHAINLINK FENCE AND POSTS NE 0.9M | Fencing and Gates | Fencing | Fencing - Chainlink | LM | 61.1812 | Fencing:Erect new chainlink fencing ne 0.90m high with pcc posts cast into concrete, three 2.5mm dia galvanised mild steel line wires and galvanised or plastic coated steel chainlink fencing complete. | Fencing:Erect newchain link fencing ne 0.90m high with 100x100mm x 1.325m concrete posts cast into concrete with three 2.5mm diameter galvanised mild steel line wires and galvanised or plastic coated steel chainlink fencing including all fittings, ties etc. and all excavation, concrete backfill and remove waste and debris, reinstatement of paving, gardens and the like (measured per metre run of fencing). | 61.1812
017401 |  | R | N | Y | N | FE | FENCING:ERECT CHAINLINK FENCE AND POSTS NE 1.2M | Fencing and Gates | Fencing | Fencing - Chainlink | LM | 70.9105 | Fencing:Erect new chainlink fencing ne 1.20m high with pcc posts cast into concrete, three 2.5mm dia galvanised mild steel line wires and galvanised or plastic coated steel chainlink fencing complete. | Fencing:Erect new chainlink fencing ne 1.20m high with 100x100mm x 1.625m concrete posts cast into concrete with three 2.5mm diameter galvanised mild steel line wires and galvanised or plastic coated steel chainlink fencing including all fittings, ties etc. and all excavation, concrete backfill and remove waste and debris, reinstatement of paving, gardens and the like (measured per metre run of fencing). | 70.9105
017403 |  | R | N | Y | N | FE | FENCING:ERECT CHAINLINK FENCE AND POSTS NE 1.8M | Fencing and Gates | Fencing | Fencing - Chainlink | LM | 86.461 | Fencing:Erect new chainlink fencing ne 1.80m high with pcc posts cast into concrete, three 2.5mm dia galvanised mild steel line wires and galvanised or plastic coated steel chainlink fencing complete. | Fencing:Erect new chainlink fencing ne 1.80m high with 100x100mm x 2.35m concrete posts cast into concrete with three 2.5mm diameter galvanised mild steel line wires and galvanised or plastic coated steel chainlink fencing including all fittings, ties etc. and all excavation, concrete backfill and remove waste and debris, reinstatement of paving, gardens and the like (measured per metre run of fencing). | 86.461
017404 |  | R | N | Y | N | FE | FENCING:RENEW CHAINLINK ON EXISTING POSTS 0.9M | Fencing and Gates | Fencing | Fencing - Chainlink | LM | 17.1952 | Fencing:Renew chainlink fencing 0.90m high to existing posts, remove debris, fix new galvanised or plastic coated steel chainlink fencing, three galvanised line wires, all fittings ties etc. | Fencing:Renew chainlink fencing 0.9m high on existing posts, including removal of old and remove from site to approved tip, supply and fix new galvanised or plastic coated steel chainlink wire fencing including three 2.50mm diameter galvanised mild steel line wires and all fittings, ties etc. (measured per metre run of fencing). | 17.1952
017405 |  | R | N | Y | N | FE | FENCING:RENEW CHAINLINK ON EXISTING POSTS 1.2M | Fencing and Gates | Fencing | Fencing - Chainlink | LM | 21.0739 | Fencing:Renew chainlink fencing 1.20m high to existing posts, remove debris, fix new galvanised or plastic coated steel chainlink fencing, three galvanised line wires, all fittings ties etc. | Fencing:Renew chainlink fencing 1.20m high on existing posts, including removal of old and remove waste and debris, supply and fix new galvanised or plastic coated steel chainlink fencing including three 2.50mm diameter galvanised mild steel line wires and all fittings ties etc. (measured per metre run of fencing). | 21.0739
017407 |  | R | N | Y | N | FE | FENCING:RENEW CHAINLINK ON EXISTING POSTS 1.8M | Fencing and Gates | Fencing | Fencing - Chainlink | LM | 25.6373 | Fencing:Renew chainlink fencing 1.80m high to existing posts, remove debris, fix new galvanised or plastic coated steel chainlink fencing, three galvanised line wires, all fittings ties etc. | Fencing:Renew chainlink fencing 1.80m high on existing posts, including removal of old and remove waste and debris, supply and fix new galvanised or plastic coated steel chainlink wire fencing including three 2.50mm diameter galvanised mild steel line wires and all fittings, ties etc. (measured per metre run of fencing). | 25.6373
017409 |  | U | N | N | Y | FE | FENCING:REMOVE CHAINLINK COMPLETE | Fencing and Gates | Fencing | Fencing - Chainlink | LM | 10.7134 | Fencing:Remove any height chainlink fencing complete with concrete posts and remove waste and debris, fill holes with topsoil and reinstate paving and gardens as necessary. | Fencing:Remove any height chainlink fencing complete with concrete posts and remove waste and debris, fill holes with topsoil and reinstate paving and gardens as necessary (measured per metre run of fencing). | 10.7134
017411 |  | U | N | N | Y | FE | FENCING:RESECURE LOOSE CHAINLINK FENCE | Fencing and Gates | Fencing | Fencing - Chainlink | LM | 2.2293 | Fencing:Resecure any height loose chainlink fencing including tightening straining wires as necessary. | Fencing:Resecure any height loose chainlink fencing including tightening straining wires as necessary. | 2.2293
017412 |  | U | N | N | Y | FE | FENCING:REMOVE CHAINLINK | Fencing and Gates | Fencing | Fencing - Chainlink | LM | 3.3354 | Fencing:Remove any height chainlink from concrete posts, posts to be left in situ and remove waste and debris (measured per metre run of fencing). | Fencing:Remove any height chainlink from concrete posts, posts to be left in situ and remove waste and debris (measured per metre run of fencing). | 3.3354
017413 |  | R | N | Y | N | FE | FENCING:ERECT CHAIN MESH FENCE AND POSTS 0.9M | Fencing and Gates | Fencing | Fencing - Chain mesh | LM | 50.521 | Fencing:Erect new 50 x 50mm galvanised chain mesh 0.9m high on 125mm timber fencing stakes and corner posts each 1.8m long, driven into ground, 100mm half round top rail, remove waste and debris. | Fencing:Erect new 50 x 50mm galvanised chain mesh fencing 900 mm high stapled to and including 125mm machine rounded half round preservative treated timber fencing stake 1800 mm long at 1.8 m centres, and 125mm diameter machine rounded preservative treated timber corner posts, driven into ground, with 100mm face machine rounded half round top rail fixed to posts, remove waste and debris. | 50.521
017415 |  | R | N | Y | N | FE | FENCING:RENEW CHAIN MESH FENCE AND POSTS 0.9M | Fencing and Gates | Fencing | Fencing - Chain mesh | LM | 53.3005 | Fencing:Take down existing fencing, erect 50mm chain mesh fencing 900 mm high on 125mm stake 1800 mm long at 1.8 m centres, stakes driven into ground, 100mm half round rail, remove waste and debris. | Fencing:Take down existing chain mesh fencing and grub up posts, and dispose off site, supply and install 50 x 50mm galvanised chain mesh fencing 900 mm high stapled to and including 125mm machine rounded half round preservative treated timber fencing stake 1800 mm long at 1.8 m centres, and 125mm diameter machine rounded corner posts 1800mm long, posts driven into ground, and 100mm face machine rounded preservative treated timber half round top rail fixed to posts, remove waste and debris. | 53.3005
017501 |  | R | N | Y | N | FE | FENCING:RENEW GARDEN RAIL 0.575M HIGH | Fencing and Gates | Fencing | Fencing - Garden Rail | LM | 42.214 | Fencing:Renew with or supply and fix 575mm high timber garden rail fencing with 50x225mm rail bolted to 75x75mmx0.90m timber posts set in concrete bases at ne 2.00m centres complete. | Fencing:Renew with or supply and fix 575mm high tanalised softwood garden rail fencing comprising 50x225mm horizontal rail splayed on top, bolted to 75x75mm x 0.90m splayed on top posts set in concrete bases at ne 2.00m centres with two (2) 9mm diameter x 150mm galvanised mild steel round head bolts, including excavation, concrete, backfill and remove waste and debris, including where necessary taking down remnants of existing fencing and posts, reinstate paving, gardens and the like as necessary (measured per metre run of fencing). | 42.214
017503 |  | R | N | Y | N | FE | FENCING:REMOVE GARDEN RAIL 0.575M HIGH | Fencing and Gates | Fencing | Fencing - Garden Rail | LM | 7.934 | Fencing:Remove 575mm high garden rail fencing including posts and remove waste and debris, including fill in post holes with top soil and reinstate paving, gardens and the like as necessary. | Fencing:Remove 575mm high garden rail fencing including posts and remove waste and debris, including fill in post holes with top soil and reinstate paving, gardens and the like as necessary (measured per metre run of fencing). | 7.934
017601 |  | R | N | Y | N | FE | FENCING:RENEW HIT AND MISS 1.35M HIGH | Fencing and Gates | Fencing | Fencing - Hit and Miss | LM | 82.7392 | Fencing:Renew with or supply and fix timber hit and miss fence 1.35m high, 100x100mm posts at ne 1.80m centres, 100x50mm rails, 100x25mm pales, excavation, concrete, backfill, remove spoil. | Fencing:Renew with or supply and fix tanalised softwood hit and miss fence 1.35m high, comprising 100x100mm posts at ne 1.80m centres, 100x50mm rails, 100x25mm pales to both faces including all excavation, concrete, backfill and remove waste and debris, including where necessary taking down remnants of existing fencing and posts, reinstate paving, gardens and the like as necessary (measured per metre run of fencing). | 82.7392
017603 |  | R | N | Y | N | FE | FENCING:RENEW HIT AND MISS 1.8M HIGH | Fencing and Gates | Fencing | Fencing - Hit and Miss | LM | 102.0272 | Fencing:Renew with or supply and fix timber hit and miss fence 1.80m high, 100x100mm posts at ne 1.80m centres, 100x50mm rails, 100x25mm pales, excavation, concrete, backfill, remove spoil. | Fencing:Renew with or supply and fix tanalised softwood hit and miss fence 1.80m high, comprising 100x100mm posts at ne 1.80m centres, 100x50mm rails, 100x25mm pales to both faces including all excavation, concrete, 100x25mm pales including all excavation, concrete backfill and remove waste and debris, including where necessary taking down remnants of existing fencing and posts, reinstate paving, gardens and the like as necessary (measured per metre run of fencing). | 102.0272
017604 |  | R | N | Y | N | FE | FENCING:RENEW HORIZONTAL HIT AND MISS 1.8M HIGH | Fencing and Gates | Fencing | Fencing - Hit and Miss | LM | 124.4678 | Fencing:Renew with or supply and fix timber horiz. hit and miss fence 1.80m high, 100x100mm posts at ne 1.20m centres, 100x50mm pales, 150x25mm rails excavation, concrete, backfill etc. | Fencing:Renew with or supply and fix tanalised softwood horizontal hit and miss fence 1.80m high, comprising 100x100mm posts at ne 1.20m centres, posts fixed to and including concrete spur posts set in concrete, 100x50mm pales, 150x25mm rails to both faces including all excavation, concrete backfill and remove waste and debris, including where necessary taking down remnants of existing fencing and posts, reinstate paving, gardens and the like as necessary (measured per metre run of fencing). | 124.4678
017605 |  | R | N | Y | N | FE | FENCING:RENEW PALISADE NE 1.35M HIGH | Fencing and Gates | Fencing | Fencing - Palisade | LM | 88.151 | Fencing:Renew with or supply and fix timber palisade fence 1.35m high, with 100x100mm posts at ne 1.80m centres, 100x50mm rails, 75mm pales at 125mm centres excavation, concrete, backfill etc. | Fencing:Renew with or supply and fix tanalised softwood palisade fence ne 1.35m high with 100x100mm posts at ne 1.80m centres, 100x50mm rails, 75mm pales at 125mm centres including all excavation, concrete, backfill and remove waste and debris, including where necessary taking down remnants of existing fencing and posts, reinstate paving, gardens and the like as necessary (measured per metre run of fencing). | 88.151
017607 |  | R | N | Y | N | FE | FENCING:RENEW PALISADE NE 1.8M HIGH | Fencing and Gates | Fencing | Fencing - Palisade | LM | 104.3854 | Fencing:Renew with or supply and fix timber palisade fence 1.80m high, with 100x100mm posts at ne 1.80m centres, 100x50mm rails, 75mm pales at 125mm centres excavation, concrete, backfill etc. | Fencing:Renew with or supply and fix tanalised softwood palisade fence ne 1.80m high with 100x100mm posts at ne 1.80m centres, 100x50mm rails, 75mm pales at 125mm centres including all excavation, concrete, backfill and remove waste and debris, including where necessary taking down remnants of existing fencing and posts, reinstate paving, gardens and the like as necessary (measured per metre run of fencing). | 104.3854
017609 |  | U | N | N | Y | FE | FENCING:REMOVE HIT AND MISS | Fencing and Gates | Fencing | Fencing - Hit and Miss | LM | 13.4929 | Fencing:Remove any softwood hit and miss type of fencing including posts and remove waste and debris, fill post holes with top soil and reinstate paving and gardens as necessary. | Fencing:Remove any softwood hit and miss type of fencing including posts and remove waste and debris, fill post holes with top soil and reinstate paving and gardens as necessary (measured per metre run of fencing). | 13.4929
017611 |  | U | N | N | Y | FE | FENCING:REMOVE PALISADE | Fencing and Gates | Fencing | Fencing - Palisade | LM | 13.4929 | Fencing:Remove any palisade type of fencing including posts and remove waste and debris, fill post holes with top soil and reinstate paving and gardens as necessary. | Fencing:Remove any palisade type of fencing including posts and remove waste and debris, fill post holes with top soil and reinstate paving and gardens as necessary (measured per metre run of fencing). | 13.4929
017651 |  | R | N | Y | N | FE | FENCING:RENEW POST AND 2 RAIL | Fencing and Gates | Fencing | Fencing - Post and Rail | LM | 58.7957 | Fencing:Renew with or supply and fix timber post and two rail fence, with 75x125mm posts at ne 1.80m centres, 100x38mm rails, excavation, concrete, backfill, remove spoil, reinstatement. | Fencing:Renew with or supply and fix tanalised softwood post and two rail fence with 75x125mm posts at ne 1.80m centres, 100x38mm rails, including all excavation, concrete, backfill and remove waste and debris, including where necessary taking down remnants of existing fencing and posts, reinstate paving, gardens and the like as necessary (measured per metre run of fencing). | 58.7957
017653 |  | R | N | Y | N | FE | FENCING:RENEW POST AND 3 RAIL | Fencing and Gates | Fencing | Fencing - Post and Rail | LM | 66.2083 | Fencing:Renew with or supply and fix timber post and three rail fence, with 75x125mm posts at ne 1.80m centres, 100x38mm rails, excavation, concrete, backfill, remove spoil, reinstatement. | Fencing:Renew with or supply and fix tanalised softwood post and three rail fence with 75x125mm posts at ne 1.80m centres, 100x38mm rails, including all excavation, concrete, backfill and remove waste and debris, including where necessary taking down remnants of existing fencing and posts, reinstate paving, gardens and the like as necessary (measured per metre run of fencing). | 66.2083
017701 |  | U | N | N | Y | FE | FENCING:REMOVE PCC POST AND SLAB | Fencing and Gates | Fencing | Fencing - Concrete Panel | LM | 13.4929 | Fencing:Remove pcc post and slab fencing 1.20m high and remove spoil, fill post holes with top soil and reinstate paving gardens and the like as necessary. | Fencing:Remove precast concrete post and slab fencing 1.20m high and remove waste and debris, fill post holes with top soil and reinstate paving gardens and the like as necessary (measured per metre run of fencing). | 13.4929
017801 |  | U | N | N | Y | FE | FENCING:MAKE SAFE FENCING | Fencing and Gates | Fencing | Fencing - Sundry Repairs | LM | 22.5267 | Fencing:Make safe any unstable fence and or gate including but not limited to resecure and or refix fencing, brace and or reset and or refix post, rehang gate or resecure. | Fencing:Make safe any unstable fence and or gate including but not limited to resecure and or refix fencing, brace and or reset and or refix post, rehang gate or resecure. | 22.5267
017803 |  | R | N | N | N | FE | FENCING:RENEW TIMBER PALE AND LAG | Fencing and Gates | Fencing | Fencing - Sundry Repairs | NO | 10.0045 | Fencing:Renew any type of fencing pale or lag with ne 25x150mm tanalised timber including all labours, remove waste and debris. | Fencing:Renew any type of fencing pale or lag with ne 25x150mm tanalised timber including all labours, remove waste and debris. | 10.0045
017805 |  | U | N | N | Y | FE | FENCING:REFIX TIMBER PALE AND LAG | Fencing and Gates | Fencing | Fencing - Sundry Repairs | NO | 3.072 | Fencing:Refix any type of fencing pale or lag including remove and refix as necessary. | Fencing:Refix any type of fencing pale or lag including remove and refix as necessary. | 3.072
017807 |  | U | N | N | Y | FE | FENCING:FIX GALVANISED REPAIR BRACKET | Fencing and Gates | Fencing | Fencing - Sundry Repairs | NO | 6.2375 | Fencing:Supply and fix galvanised repair bracket to rail and post including all cutting and fitting to suit. | Fencing:Supply and fix galvanised repair bracket to rail and post including all cutting and fitting to suit. | 6.2375
017809 |  | R | N | Y | N | FE | FENCING:RENEW RAIL TO POST AND RAIL | Fencing and Gates | Fencing | Fencing - Sundry Repairs | LM | 10.286 | Fencing:Renew 100x38mm tantalised timber rail to post and rail fencing. | Fencing:Renew 100x38mm tantalised timber rail to post and rail fencing. | 10.286
017901 |  | R | N | Y | N | FE | FENCING:ERECT POST AND WIRE 1.2M | Fencing and Gates | Fencing | Fencing - Post and Wire | LM | 40.9907 | Fencing:Erect post and wire fencing 1.20m high with 100x100 pcc posts with three 2.5mm diameter galvanised mild or plastic coated steel line wires including all fittings, ties etc. complete. | Fencing:Erect post and wire fencing 1.20m high with 100x100x1.625m concrete posts cast into concrete with three 2.5mm diameter galvanised mild or plastic coated steel line wires including all fittings, ties etc. and including all excavation, concrete, backfill and remove waste and debris, reinstate paving, gardens and the like as necessary (measured per metre run of fencing). | 40.9907
017903 |  | R | N | Y | N | FE | FENCING:RENEW WIRES TO EXISTING POSTS 1.2M | Fencing and Gates | Fencing | Fencing - Post and Wire | LM | 6.0265 | Fencing:Renew wire fencing 1.20m high on existing posts, remove old, supply and fix three new galvanised or plastic coated steel 2.50mm diameter line wires and all fittings, ties etc. | Fencing:Renew wire fencing 1.20m high on existing posts, including removal of old and remove waste and debris, supply and fix three new galvanised or plastic coated steel 2.50mm diameter line wires and all fittings, ties etc. (measured per metre run of fencing). | 6.0265
017905 |  | U | N | N | Y | FE | FENCING:RENEW REFIX OR FIX NEW LINE WIRE | Fencing and Gates | Fencing | Fencing - Post and Wire | LM | 2.1825 | Fencing:Renew, refix or fix new galvanised or pvc coated line wire to post and wire fence, fix wire to posts including remove and refix fencing as found expedient (measured per run of line wire). | Fencing:Renew, refix or fix new galvanised or PVC coated line wire to post and wire fence, fix wire to posts including remove and refix fencing as found expedient, remove waste and debris (measured per run of line wire). | 2.1825
018001 |  | R | N | Y | N | FE | FENCING:RENEW PLASTIC PANEL 1.2M GRAVEL BOARD | Fencing and Gates | Fencing | Fencing - Plastic | LM | 136.1069 | Fencing:Renew plastic panel fencing 1.20m high, fencing panels, concrete posts, plastic gravel board, excavation, concrete, backfill, remove debris, (msd per metre run of fencing). | Fencing:Renew plastic panel fencing 1.20m high, fencing panels, concrete posts, plastic gravel board, excavation, concrete, backfill, remove debris, (measured per metre run of fencing). | 136.1069
018003 |  | R | N | Y | N | FE | FENCING:RENEW PLASTIC PANEL 1.8M GRAVEL BOARD | Fencing and Gates | Fencing | Fencing - Plastic | LM | 166.2578 | Fencing:Renew plastic panel fencing 1.80m high, fencing panels, concrete posts, plastic gravel board, excavation, concrete, backfill, remove debris, (msd per metre run of fencing). | Fencing:Renew plastic panel fencing 1.80m high, fencing panels, concrete posts, plastic gravel board, excavation, concrete, backfill, remove debris, (measured per metre run of fencing). | 166.2578
018005 |  | R | N | Y | N | FE | FENCING:RENEW PLASTIC PALISADE 1.2M | Fencing and Gates | Fencing | Fencing - Plastic | LM | 118.7675 | Fencing:Renew plastic palisade fencing 1.20m high, plastic posts, excavation, concrete, backfill, remove debris, (msd per metre run of fencing). | Fencing:Renew plastic palisade fencing 1.20m high, plastic posts, excavation, concrete, backfill, remove debris, (measured per metre run of fencing). | 118.7675
018007 |  | R | N | Y | N | FE | FENCING:RENEW PLASTIC PALISADE 1.8M | Fencing and Gates | Fencing | Fencing - Plastic | LM | 125.5301 | Fencing:Renew plastic palisade fencing 1.80m high, plastic posts, excavation, concrete, backfill, remove debris, (msd per metre run of fencing). | Fencing:Renew plastic palisade fencing 1.80m high, plastic posts, excavation, concrete, backfill, remove debris, (measured per metre run of fencing). | 125.5301
018009 |  | R | N | Y | N | FE | GATES:RENEW PLASTIC 1.2M HIGH | Fencing and Gates | Fencing | Fencing - Plastic | NO | 427.641 | Gate:Renew plastic gate 1.2M high on 18" cranked hook and band hinges, fixed to and including plastic posts ne 2.10m long, ironmongery, reinstatement. | Gate:Renew plastic gate 1.2M high on 18" cranked hook and band hinges, fixed to and including plastic posts ne 2.10m long, ironmongery, reinstatement. | 427.641
018011 |  | R | N | Y | N | FE | GATES:RENEW PLASTIC 1.8M HIGH | Fencing and Gates | Fencing | Fencing - Plastic | NO | 554.5392 | Gate:Renew plastic gate 1.8M high on 18" cranked hook and band hinges, fixed to and including plastic posts ne 2.10m long, ironmongery, reinstatement. | Gate:Renew plastic gate 1.8M high on 18" cranked hook and band hinges, fixed to and including plastic posts ne 2.10m long, ironmongery, reinstatement. | 554.5392
019001 |  | U | N | N | Y | FE | FENCE POST:EXCAVATE REMOVE AND MAKE GOOD | Fencing and Gates | Fencing | Fencing - Posts | NO | 13.5214 | Fence Post:Excavate and remove remnants of damaged post with earth or concrete surround, fill hole with top soil, and remove waste and debris, reinstate paving, gardens and the like as necessary. | Fence Post:Excavate and remove remnants of damaged post with earth or concrete surround, fill hole with top soil, remove waste and debris, reinstate paving, gardens and the like as necessary. | 13.5214
019003 |  | U | N | N | Y | FE | FENCE POST:REFIX LOOSE POST | Fencing and Gates | Fencing | Fencing - Posts | NO | 13.0483 | Fence Post:Refix any type of loose post including reset any post set in earth or concrete without removing and refixing any post fixed to brickwork, concrete and make good. | Fence Post:Refix any type of loose post including reset any post set in earth or concrete without removing and refixing any post fixed to brickwork, concrete and make good. | 13.0483
019005 |  | R | N | Y | N | FE | FENCE POST:RENEW TIMBER TO HARDCORE OR CONCRETE | Fencing and Gates | Fencing | Fencing - Posts | NO | 51.4739 | Fence Post:Renew timber 100x100mm fence post set in hardcore or concrete ne 2.40m long, excavate hardcore and or concrete, backfill, remove refix fencing, remove spoil, reinstatement. | Fence Post:Renew tanalised softwood fence post set in hardcore or concrete size 100x100mm and ne 2.40m long including any struts, excavate hole, place hardcore and or concrete, backfill, remove and refix fencing, remove waste and debris, reinstate paving, gardens and the like as necessary. | 51.4739
019007 |  | R | N | Y | N | FE | FENCE POST:RENEW TIMBER TO BRICKWORK | Fencing and Gates | Fencing | Fencing - Posts | NO | 43.6452 | Fence Post:Renew tanalised softwood fence post fixed to brickwork size 100x100mm and ne 2.40m long including remove and refix fencing and or gates and drill plug and screw and make good. | Fence Post:Renew tanalised softwood fence post fixed to brickwork size 100x100mm and ne 2.40m long including remove and refix fencing and or gates and drill plug and screw, remove waste and debris and make good. | 43.6452
019009 |  | R | N | Y | N | FE | FENCE POST:RENEW TIMBER IN METPOST | Fencing and Gates | Fencing | Fencing - Posts | NO | 33.7873 | Fence Post:Renew 75x75mm timber fence post ne 2.40m long with post fixed into driven or bolted Metpost or equal, remove and refix fencing, remove debris, reinstate paving, gardens and the like. | Fence Post:Renew 75x75mm tanalised softwood fence post ne 2.40m long with post fixed into driven or bolted Metpost or other equal and approved including any struts, remove and refix fencing, remove waste and debris, reinstate paving, gardens and the like as necessary. | 33.7873
019011 |  | R | N | Y | N | FE | FENCE POST:RENEW PCC NE 1.5M | Fencing and Gates | Fencing | Fencing - Posts | NO | 64.4389 | Fence Post:Renew pcc fence post or spur set in hardcore or concrete ne 100x100mm ne 1.50m long excavate, hardcore or concrete, backfill, remove, refix fencing, remove debris, reinstatement. | Fence Post:Renew precast concrete fence post or spur set in hardcore or concrete ne 100x100mm and ne 1.50m long including any struts, excavate hole, place hardcore and concrete, backfill, remove and refix fencing, remove waste and debris, reinstate paving, gardens and the like as necessary. | 64.4389
019013 |  | R | N | Y | N | FE | FENCE POST:RENEW PCC OVER 1.5M | Fencing and Gates | Fencing | Fencing - Posts | NO | 85.6759 | Fence Post:Renew pcc fence post or spur set in hardcore or concrete ne 100x100mm and over 1.50m long, excavate, hardcore or concrete, backfill, remove, refix fencing, remove debris, reinstate. | Fence Post:Renew precast concrete fence post or spur set in hardcore or concrete ne 100x100mm and over 1.50m long including any struts, excavate hole, place hardcore or concrete, backfill, remove and refix fencing, remove waste and debris, reinstate paving, gardens and the like as necessary. | 85.6759
019015 |  | R | N | Y | N | FE | FENCE POST:FIX 50X100MM SW BATTEN | Fencing and Gates | Fencing | Fencing - Posts | NO | 20.4778 | Fence Post:Supply and fix 50x100mm tanalised softwood batten to precast concrete post ne 1.80m long including drill and bolt batten to post. | Fence Post:Supply and fix 50x100mm tanalised softwood batten to precast concrete post ne 1.80m long including drill and bolt batten to post. | 20.4778
019018 |  | U | N | N | Y | FE | GATE POST AND GATE:RENEW AND REPAIR ANY FITTING | Fencing and Gates | Fencing | Fencing - Gate Posts | NO | 27.8839 | Gate Post and Gate:Renew or repair any single fitting to post or timber or metal gate including hinge, gudgeon, band, pivot plate or pivot socket, spring, gate catch or bolt (measured per fitting). | Gate Post and Gate:Renew or repair any single fitting to post or timber or metal gate including any gate hinge, gudgeon, band, pivot plate or pivot socket, spring, any post or gate catch or bolt, remove waste and debris (measured per complete fitting). | 27.8839
019021 |  | R | N | N | N | FE | FENCE POST:REPAIR WITH METSPUR | Fencing and Gates | Fencing | Fencing - Posts | NO | 27.7215 | Fence Post:Repair broken post with Metspur or equal fitting including driving spur into ground and bolting to existing post, supply all necessary struts, reinstate paths and gardens on completion. | Fence Post:Repair broken post with 'Metspur' or other equal and approved fitting including driving spur into ground and bolting to existing post, supply all necessary struts and reinstate paths and gardens on completion and remove waste and debris. | 27.7215
019031 |  | U | N | N | Y | FE | GATE:SUPPLY AND FIT SLAMMING PLATE | Fencing and Gates | Fencing | Fencing - Metal Gates | IT | 80.6215 | Gate:Supply and fit or renew slamming plate and rubber buffer welded to gate or post, make good decoration and remove waste and debris. | Gate:Supply and fit or renew slamming plate and rubber buffer welded to gate or post, make good decoration and remove waste and debris. | 80.6215
021001 |  | R | N | Y | N | FE | GATE:RENEW TIMBER NE 1.0SM | Fencing and Gates | Fencing | Fencing - Timber Gates | NO | 87.8155 | Gate:Renew timber single leaf gate ne 1.00sm overall, including galvanised steel strap hinges and hangers fixed to post, new galvanised mild steel auto catch, decorate, remove spoil. | Gate:Renew tanalised softwood single leaf gate ne 1.00sm overall, comprising of two 144x27mm ledges, five 144x20mm vertical boards at 175mm centres and one 144x27mm diagonal brace, including new galvanised steel strap hinges and hangers fixed to existing concrete post, new galvanised mild steel auto catch, prepare for and decorate, remove waste and debris. | 87.8155
021002 |  | R | N | Y | N | FE | GATE:INSTALL TIMBER NE 1.0SM AND POSTS | Fencing and Gates | Fencing | Fencing - Timber Gates | NO | 223.7951 | Gate:Install timber single leaf gate ne 1.00sm overall, galvanised steel strap hinges and hangers fixed to and including pcc posts ne 1.65m long, ironmongery, decorate, reinstatement. | Gate:Install tanalised softwood single leaf gate ne 1.00sm overall, comprising of two 144x27mm ledges, five 144x20mm vertical boards at 175mm centres and one 144x27mm diagonal brace, including galvanised steel strap hinges and hangers fixed to and including precast concrete posts ne 1.65m long, galvanised mild steel auto catch, prepare for and decorate, posts set in concrete including all excavation, concrete, backfill, remove waste and debris, reinstate paving, gardens and the like as necessary. | 223.7951
021003 |  | R | N | Y | N | FE | GATE:RENEW TIMBER NE 1.5SM | Fencing and Gates | Fencing | Fencing - Timber Gates | NO | 145.4693 | Gate:Renew timber single leaf gate ne 1.50sm overall, including galvanised steel strap hinges and hangers fixed to post, new galvanised mild steel auto catch, decorate, remove spoil. | Gate:Renew tanalised softwood single leaf gate ne 1.50sm overall, comprising two 144x27mm ledges, five 144x20mm vertical boards at 175mm centres and one 144x27mm diagonal brace, including new galvanised steel strap hinges and hangers fixed to existing concrete post, new galvanised mild steel auto catch, prepare for and decorate, remove waste and debris. | 145.4693
021004 |  | R | N | Y | N | FE | GATE:INSTALL TIMBER NE 1.5SM AND POSTS | Fencing and Gates | Fencing | Fencing - Timber Gates | NO | 298.8586 | Gate:Install timber single leaf gate ne 1.50sm overall, galvanised steel strap hinges and hangers fixed to and including pcc posts ne 1.65m long, ironmongery, decorate, reinstatement. | Gate:Install tanalised softwood single leaf gate ne 1.50sm overall, comprising two 144x27mm ledges, five 144x20mm vertical boards at 175mm centres and one 144x27mm diagonal brace, including galvanised steel strap hinges and hangers fixed to and including precast concrete posts ne 2.15m long, galvanised mild steel auto catch, prepare for and decorate, posts set in concrete including all excavation, concrete, backfill, remove waste and debris, reinstate paving, gardens and the like as necessary. | 298.8586
021005 |  | R | N | Y | N | FE | GATE:RENEW PAIR TIMBER NE 2.5SM OVERALL | Fencing and Gates | Fencing | Fencing - Timber Gates | NO | 292.5739 | Gate:Renew timber two leaved gate ne 2.50sm overall, including galvanised steel strap hinges and hangers fixed to post, new galvanised mild steel auto catch, decorate, remove spoil. | Gate:Renew tanalised softwood two leaved gate ne 2.50sm overall, each leaf comprising two 144x27mm ledges six 144x20mm vertical boards at 175mm centres and one 144x27mm diagonal brace, including new galavanised steel strap hinges and hangers fixed to existing concrete posts, new galvanised mild steel auto catch, prepare for and decorate, remove waste and debris. | 292.5739
021006 |  | R | N | Y | N | FE | GATES:INSTALL PAIR TIMBER NE 2.5SM AND POST | Fencing and Gates | Fencing | Fencing - Timber Gates | NO | 461.3955 | Gates:Install timber two leaved gate ne 2.5sm overall, galvanised steel strap hinges and hangers fixed to and including pcc posts ne 1.65m long, ironmongery, decorate, reinstatement. | Gates:Install tanalised softwood two leaved gate ne 2.5sm overall, each leaf comprising two 144x27mm ledges, six 144x20mm vertical boards at 175mm centres and one 144x27mm diagonal brace, including steel strap hinges and hangers fixed to and including precast concrete posts, galvanised mild steel auto catch, prepare for and decorate, posts set in concrete including all excavation, concrete, backfill and remove waste and debris, reinstate paving, gardens and like as necessary. | 461.3955
021007 |  | U | N | N | Y | FE | GATE:REPAIR AND EASE AND ADJUST TIMBER GATE | Fencing and Gates | Fencing | Fencing - Timber Gates | NO | 35.7637 | Gate:Repair any damaged timber gate including ease and adjust, remove and rehang as necessary including adjust stop, supply and fix new timbers and scarf new sections as required and redecorate. | Gate:Repair any damaged timber gate including ease and adjust, remove and rehang as necessary including adjust stop, supply and fix new timbers and scarf new sections as required and redecorate to match existing. | 35.7637
021011 |  | R | N | N | N | FE | GATE:RENEW 50X25MM STOP NE 2.0M | Fencing and Gates | Fencing | Fencing - Gate Posts | NO | 11.7781 | Gate:Renew 50x25mm tanalised softwood gate stop ne 2.00m long fixed to gate frame and redecorate to match existing. | Gate:Renew 50x25mm tanalised softwood gate stop ne 2.00m long fixed to gate frame and redecorate to match existing, remove waste and debris. | 11.7781
021013 |  | R | N | N | N | FE | GATE:RENEW GATE AND FENCE CAPPING | Fencing and Gates | Fencing | Fencing - Timber Gates | LM | 7.7113 | Gate:Renew any type and size of gate or fence capping with softwood tanalised capping to match and redecorate to match existing, remove waste and debris. | Gate:Renew any type and size of gate or fence capping with softwood tanalised capping to match and redecorate to match existing, remove waste and debris. | 7.7113
021021 |  | R | N | Y | N | FE | GATE:INSTALL TIMBER PANEL 1.2M HIGH | Fencing and Gates | Fencing | Fencing - Timber Gates | NO | 170.774 | Gate:Install timber single leaf gate comprising 0.90m wide x 1.20m high interwoven or overlap panel, galvanised hinges including 100x100mm timber posts 1.85m long, ironmongery, decorate. | Gate:Install tanalised softwood single leaf gate comprising 0.90m wide x 1.20m high interwoven or overlap panel with additional diagonal brace, including galvanised steel hinges fixed to and including 100x100mm treated softwood posts ne 1.85m long, galvanised mild steel auto catch, prepare for and decorate, posts set in concrete including all excavation, concrete, backfill, remove waste and debris, reinstate paving, gardens and the like as necessary. | 170.774
021023 |  | R | N | Y | N | FE | GATE:INSTALL TIMBER PANEL 1.8M HIGH | Fencing and Gates | Fencing | Fencing - Timber Gates | NO | 232.8776 | Gate:Install timber single leaf gate comprising 0.90m wide x 1.80m high interwoven or overlap panel, galvanised hinges including 100x100mm timber posts 2.45m long, ironmongery, decorate. | Gate:Install tanalised softwood single leaf gate comprising 0.90m wide x 1.80m high interwoven or overlap panel with additional diagonal brace, including galvanised steel hinges fixed to and including 100x100mm treated softwood posts ne 2.45m long, galvanised mild steel auto catch, prepare for and decorate, posts set in concrete including all excavation, concrete, backfill, remove waste and debris, reinstate paving, gardens and the like as necessary. | 232.8776
023001 |  | R | N | Y | N | FE | GATE:RENEW METAL NE 1.0SM | Fencing and Gates | Fencing | Fencing - Metal Gates | NO | 143.1007 | Gate:Renew galvanised mild steel gate ne 1.00sm, overall including sliding bolt, stop and one pair of hanging lugs fixed to brickwork or concrete, decorate, remove spoil. | Gate:Renew galvanised mild steel gate ne 1.00sm, overall consisting of 25x25x3mm angle frame with corners mitred and welded and seven 10x10mm balusters with ends welded to frame, including sliding bolt, stop and one pair of hanging lugs fixed to brickwork or concrete, prepare for and decorate, remove waste and debris. | 143.1007
023003 |  | R | N | Y | N | FE | GATE:RENEW METAL NE 2.0SM | Fencing and Gates | Fencing | Fencing - Metal Gates | NO | 191.2139 | Gate:Renew galvanised mild steel gate ne 2.00sm overall including sliding bolt, stop and one pair of hanging lugs fixed to brickwork or concrete, decorate, remove spoil. | Gate:Renew galvanised mild steel gate ne 2.00sm overall consisting of 25x25x3mm angle frame with corners mitred and welded and seven 10x10mm balusters with ends welded to frame, including sliding bolt, stop and one pair of hanging lugs fixed to brickwork or concrete, prepare for and decorate, remove waste and debris. | 191.2139
023009 |  | U | N | N | Y | FE | GATE:REPAIR AND EASE AND ADJUST METAL GATE | Fencing and Gates | Fencing | Fencing - Metal Gates | NO | 28.0856 | Gate:Ease and adjust any metal gate including remove and refix and carry out any minor repairs and or adjustments as necessary, make good paintwork to match existing. | Gate:Ease and adjust any metal gate including remove and refix and carry out any minor repairs and or adjustments as necessary, make good paintwork to match existing. | 28.0856
023011 |  | U | N | N | Y | FE | GATE:OVERHAUL METAL GATE INC WELDING | Fencing and Gates | Fencing | Fencing - Metal Gates | NO | 47.9785 | Gate:Overhaul and repair gate including taking off easing and adjusting, rehanging, welding on new /existing hinge straightening members and leave in working order. | Gate:Overhaul and repair gate including taking off easing and adjusting, rehanging, welding on new /existing hinge straightening members and leave in working order. | 47.9785
023013 |  | U | N | N | Y | FE | GATE:RENEW FB4 LOCK TO METAL GATE | Fencing and Gates | Fencing | Fencing - Metal Gates | NO | 125.3763 | Gate:Renew FB4 fire brigade lock to any gate, remove waste and debris. | Gate:Renew FB4 fire brigade lock to any gate, remove waste and debris. | 125.3763
023016 |  | U | N | N | Y | FE | GATE:RENEW FB1 OR FB2 COMPLETE | Fencing and Gates | Fencing | Fencing - Metal Gates | NO | 125.2242 | Gate:Renew Fire Brigade FB1 or FB2 rim deadlock, keep and single escutcheon, including altering gate as necessary for new lock and provide two FB1 or FB2 mortice/rim keys. | Gate:Renew Fire Brigade FB1 or FB2 rim deadlock, keep and single escutcheon, including altering gate as necessary for new lock and provide two FB1 or FB2 mortice/rim keys. | 125.2242
023017 |  | U | N | N | Y | FE | GATE:EASE AND ADJUST ANY CLOSER | Fencing and Gates | Fencing | Fencing - Metal Gates | IT | 28.0856 | Gate:Ease and adjust any type gate closer or gate restrictor to ensure correct operation including slowing down or speeding up closing action. | Gate:Ease and adjust any type gate closer or gate restrictor to ensure correct operation including slowing down or speeding up closing action. | 28.0856
023021 |  | U | N | N | Y | FE | GATE:REPAIR GATE WITH EASYGATE REPAIR KIT | Fencing and Gates | Fencing | Fencing - Metal Gates | IT | 303.4831 | Gate:Repair any gate with Easygate Repair Kit and ease and adjust gate including make good decorations and remove waste and debris. | Gate:Repair any gate with Easygate Repair Kit and ease and adjust gate including make good decorations and remove waste and debris. | 303.4831
023023 |  | U | N | N | Y | FE | GATE:REPAIR GATE WITH IAE REPAIR KIT | Fencing and Gates | Fencing | Fencing - Metal Gates | IT | 252.3775 | Gate:Repair any gate with IAE Repair Kit and ease and adjust gate including make good decorations and remove waste and debris. | Gate:Repair any gate with IAE Repair Kit and ease and adjust gate including make good decorations and remove waste and debris. | 252.3775
023041 |  | U | N | N | Y | FE | GATE:SUPPLY AND FIT DROP BOLT | Fencing and Gates | Fencing | Fencing - Metal Gates | IT | 58.2664 | Gate:Supply and fit or renew drop bolt to metal gate including all fixings or welding and keep. Make good decorations and surfaces and remove waste and debris. | Gate:Supply and fit or renew drop bolt to metal gate including all fixings or welding and keep. Make good decorations and surfaces and remove waste and debris. | 58.2664
023043 |  | U | N | N | Y | FE | GATE:SUPPLY AND FIT EASYGATE WITH LOCKABLE SLIDER | Fencing and Gates | Fencing | Fencing - Metal Gates | IT | 905.8225 | Gate:Supply and fit or renew Easygate gate ne 1.00sm, welded, 50x50x3mm angle frame and eight 16mm dia balusters, ironmongery, posts set in concrete, decorate, make good, remove waste and debris. | Gate:Supply and fit or renew Easygate gate ne 1.00sm, overall consisting of 50x50x3mm angle frame with corners mitred and welded and eight 16mm diameter balusters with ends welded to frame, including sliding bolt, stop and one pair of lugs including posts set in concrete, prepare for and decorate, make good surfaces, remove waste and debris. closer with lockable slider. | 905.8225
023045 |  | U | N | N | Y | FE | GATE:SUPPLY AND FIT FENCESECURE CLOSER | Fencing and Gates | Fencing | Fencing - Metal Gates | IT | 86.8795 | Gate:Supply and fit or renew Fencesecure gate closer or equal approved in accordance with manufacturers technical data sheet, alterations required to gate or post, make good, remove waste and debris. | Gate:Supply and fit or renew Fencesecure gate closer or equal approved in accordance with manufacturers instructions including any alterations required to gate or post, make good decorations and remove waste and debris. | 86.8795
023047 |  | U | N | N | Y | FE | GATE:SUPPLY AND FIT GERDA LOCK TO GALLOWS GATE | Fencing and Gates | Fencing | Fencing - Metal Gates | NO | 229.1852 | Gate:Supply and fit or renew any Gerda lock and keep to gallows gate, including altering gate as necessary for new lock and provide two Gerda keys. | Gate:Supply and fit or renew any Gerda lock and keep to gallows gate, including altering gate as necessary for new lock and provide two Gerda keys. | 229.1852
023051 |  | U | N | N | Y | FE | GATE:SUPPLY AND FIT MONOHINGE AND BEARINGS | Fencing and Gates | Fencing | Fencing - Metal Gates | IT | 251.6182 | Gate:Supply and fit or renew Monohinge gate closer and bearings including all fixings, making good to decorations, remove waste and debris. | Gate:Supply and fit or renew Monohinge gate closer and bearings including all fixings, making good to decorations, remove waste and debris. | 251.6182
023053 |  | U | N | N | Y | FE | GATE:SUPPLY AND FIT NOREG HD CLOSER | Fencing and Gates | Fencing | Fencing - Metal Gates | IT | 98.6965 | Gate:Supply and fit or renew Noreg gate closer or equal approved in accordance with manufacturers technical data sheet, any alterations required to gate or post, make good, remove waste and debris. | Gate:Supply and fit or renew Noreg heavy duty gate closer or equal approved in accordance with manufacturers instructions including any alterations required to gate or post, make good decorations and remove waste and debris. | 98.6965
023055 |  | U | N | N | Y | FE | GATE:SUPPLY AND FIT RUBBER BUFFER | Fencing and Gates | Fencing | Fencing - Metal Gates | IT | 17.7269 | Gate:Supply and fit or renew rubber buffer to gate or post, make good decoration and remove waste and debris. | Gate:Supply and fit or renew rubber buffer to gate or post, make good decoration and remove waste and debris. | 17.7269
023061 |  | R | N | Y | N | FE | GATE:RENEW METAL NE 1.0SM BOW TOPPED | Fencing and Gates | Fencing | Fencing - Metal Gates | NO | 146.0257 | Gate:Renew galvanised mild steel bow topped gate 900mm wide x 850mm high, 25 x 25 x 3mm angle frame and seven 10 x 10mm balusters, prepare for and decorate, remove waste and debris. | Gate:Renew galvanised mild steel bow topped gate 900mm wide x 850mm high, overall consisting of 25 x 25 x 3mm angle frame with corners mitred and welded and seven 10 x 10mm balusters with ends welded to frame, including sliding bolt, stop and one pair of hanging lugs fixed to brickwork or concrete post, prepare for and decorate, remove waste and debris. | 146.0257
023063 |  | R | N | Y | N | FE | GATE:RENEW METAL 1100MM BOW TOPPED | Fencing and Gates | Fencing | Fencing - Metal Gates | NO | 152.917 | Gate:Renew galvanised mild steel bow topped gate 900mm wide x 1100mm high, 25 x 25 x 3mm angle frame and seven 10 x 10mm balusters, prepare for and decorate, remove waste and debris. | Gate:Renew galvanised mild steel bow topped gate 900mm wide x 1100mm high, overall consisting of 25 x 25 x 3mm angle frame with corners mitred and welded and seven 10 x 10mm balusters with ends welded to frame, including sliding bolt, stop and one pair of hanging lugs fixed to brickwork or concrete post, prepare for and decorate, remove waste and debris. | 152.917
023065 |  | R | N | Y | N | FE | GATE:RENEW METAL 1200MM BOW TOPPED | Fencing and Gates | Fencing | Fencing - Metal Gates | NO | 162.745 | Gate:Renew galvanised mild steel bow topped gate 900mm wide x 1200mm high, 25 x 25 x 3mm angle frame and seven 10 x 10mm balusters, prepare for and decorate, remove waste and debris. | Gate:Renew galvanised mild steel bow topped gate 900mm wide x 1200mm high, overall consisting of 25 x 25 x 3mm angle frame with corners mitred and welded and seven 10 x 10mm balusters with ends welded to frame, including sliding bolt, stop and one pair of hanging lugs fixed to brickwork or concrete post, prepare for and decorate, remove waste and debris. | 162.745
023071 |  | U | N | N | Y | FE | GATE:REMOVE METAL SINGLE GATE AND POSTS | Fencing and Gates | Fencing | Fencing - Metal Gates | NO | 36.715 | Gate:Take off and clear away metal gate and posts set in concrete any size, fill post holes with topsoil and reinstate paths and gardens, remove waste and debris. | Gate:Take off and clear away metal gate and posts set in concrete any size, fill post holes with topsoil and reinstate paths and gardens, remove waste and debris. | 36.715
025001 |  | R | N | Y | N | FE | GATE POST:RENEW TIMBER | Fencing and Gates | Fencing | Fencing - Gate Posts | NO | 75.9919 | Gate Post:Renew gate post with timber post size 100x125mm, set in concrete, excavation, concrete, backfill and remove spoil, reinstatement, remove refix fencing and gates as necessary, redecorate. | Gate Post:Renew gate post with tanalised softwood post, post size 100x125mm, set in concrete, including all excavation, concrete, backfill and remove waste and debris, reinstate paving, gardens and the like as necessary, remove and refix fencing and gates as necessary, transfer existing latch keep or gudgeon pins, redecorate to match existing. | 75.9919
025003 |  | R | N | Y | N | FE | GATE POST:RENEW PCC | Fencing and Gates | Fencing | Fencing - Gate Posts | NO | 75.706 | Gate Post:Renew gate post with pcc post ne 1.65m long, set in concrete, excavation, concrete, backfill and remove spoil, reinstatement, remove refix fencing and gates as necessary. | Gate Post:Renew gate post with precast concrete ne 1.65m long, set in concrete, including all excavation, concrete, backfill and remove waste and debris, reinstate paving, gardens and the like as necessary, remove and refix fencing and gates as necessary, transfer existing latch keep or gudgeon pins. | 75.706
025005 |  | R | N | Y | N | FE | GATE FRAME:RENEW TIMBER | Fencing and Gates | Fencing | Fencing - Gate Posts | LM | 48.6958 | Gate Frame:Renew gate frame with tanalised softwood gate frame, including plug and screw frame to brickwork and redecorate to match existing, remove waste and debris. | Gate Frame:Renew gate frame with tanalised softwood gate frame, including plug and screw frame to brickwork and redecorate to match existing, remove waste and debris. | 48.6958
025011 |  | R | N | N | N | FE | GATE POST:RENEW OR SUPPLY ANCHOR POST | Fencing and Gates | Fencing | Fencing - Gate Posts | NO | 67.5994 | Gate Post:Renew or supply and fix new gate anchor post of any type and size complete with all clips and fastenings, set in concrete, excavation, concrete, backfill, remove spoil, reinstatement. | Gate Post:Renew or supply and fix new gate anchor post of any type and size complete with all clips and fastenings, set in concrete, including all excavation, concrete, backfill, remove waste and debris, reinstate paving, gardens and the like as necessary, remove and refix fencing and gates as necessary and prepare for redecoration. | 67.5994
027521 |  | R | N | N | N | FE | BARRIER RAILINGS:SUPPLY AND FIX 1.1M HIGH | Fencing and Gates | Fencing | Fencing - Barrier Railings | LM | 412.9366 | Barrier Railings:Supply and fix steel balustrade 1100mm high, set in concrete, remove waste and debris, reinstatement of paving, gardens and the like, prepare for and decorate to all surfaces. | Barrier Railings:Supply and fix galvanised mild steel balustrade 1100mm high comprising 6x50mm horizontal rails, 50x50mm posts 1525mm long, ragged at end at 2.00m centres and 12x12mm balusters all welded together and set in concrete GEN3, excavate post holes, backfill and remove waste and debris, reinstatement of paving, gardens and the like, rub down and prepare for and decorate to all surfaces. (measured per metre run of fencing). | 412.9366
029101 |  | U | N | Y | Y | GR | LINE:NEW DOMESTIC ROTARY AND BASE | Groundworks | Miscellaneous Fittings | Clothes Lines | NO | 121.5049 | Line:Erect domestic rotary clothes line with loose socket, excavate for and including concrete base, remove spoil and reinstate paving or garden areas. | Line:Erect domestic rotary clothes line with loose socket, excavate for and including concrete base, remove spoil and reinstate paving or garden areas. | 121.5049
029103 |  | R | N | Y | N | GR | LINE:ERECT NEW COMMUNAL/HEAVY DUTY ROTARY AND BASE | Groundworks | Miscellaneous Fittings | Clothes Lines | NO | 324.7456 | Line:Erect communal or heavy duty rotary clothes line with loose socket, excavate for and including concrete base and remove waste and debris and reinstate path or garden areas. | Line:Erect communal or heavy duty rotary clothes line with loose socket, excavate for and including concrete base and remove waste and debris and reinstate path or garden areas. | 324.7456
029105 |  | U | N | Y | Y | GR | LINE:RENEW DOMESTIC ROTARY | Groundworks | Miscellaneous Fittings | Clothes Lines | NO | 85.9145 | Line:Renew domestic rotary clothes line, set in existing socket and clear away existing to approved tip. | Line:Renew domestic rotary clothes line, set in existing socket and clear away, remove waste and debris. | 85.9145
029107 |  | R | N | Y | N | GR | LINE:RENEW COMMUNAL/HEAVY DUTY ROTARY | Groundworks | Miscellaneous Fittings | Clothes Lines | NO | 289.1552 | Line:Renew communal or heavy duty rotary clothes line, set in existing socket and clear away existing to approved tip. | Line:Renew communal or heavy duty rotary clothes line, set in existing socket and clear away, remove waste and debris. | 289.1552
029109 |  | U | N | N | Y | GR | LINE:RE-STRING CLOTHES LINE | Groundworks | Miscellaneous Fittings | Clothes Lines | NO | 27.8675 | Line:Re-string any clothes line including remove remains of existing line. | Line:Re-string any clothes line including remove remains of existing line. | 27.8675
029111 |  | R | N | Y | N | GR | LINE:NEW PCC CLOTHES POST AND BASE | Groundworks | Miscellaneous Fittings | Clothes Lines | NO | 99.1462 | Line:Erect 100x100x2700mm precast concrete clothes post, excavate for and including concrete base, remove waste and debris and reinstate path or garden areas. | Line:Erect 100x100x2700mm precast concrete clothes post, excavate for and including concrete base, remove waste and debris and reinstate paving or garden areas. | 99.1462
029115 |  | R | N | Y | N | GR | LINE:NEW STEEL CLOTHES POST-NE 3.0M | Groundworks | Miscellaneous Fittings | Clothes Lines | NO | 76.6471 | Line:Erect 50mm diameter galvanised steel clothes post upto 3.00m long with pulleys, excavate for and including concrete base, remove waste and debris and reinstate paving or garden areas. | Line:Erect 50mm diameter galvanised steel clothes post upto 3.00m long with pulleys, excavate for and including concrete base, remove waste and debris and reinstate paving or garden areas. | 76.6471
029117 |  | U | N | N | Y | GR | LINE:RELOCATE ROTARY DRIER | Groundworks | Miscellaneous Fittings | Clothes Lines | NO | 71.2147 | Line:Relocate rotary drier in new position, break out or renew aluminium tube socket, remove existing base, excavate for and including new concrete base, remove spoil, make good. | Line:Relocate rotary clothes drier in new position, carefully break out or renew aluminium tube socket, remove existing concrete base, excavate for and including new concrete base remove waste and debris and reinstate paving or garden areas. | 71.2147
029119 |  | U | N | N | Y | GR | LINE:RELOCATE PCC OR STEEL CLOTHES POST | Groundworks | Miscellaneous Fittings | Clothes Lines | NO | 46.7083 | Line:Relocate pcc or steel clothes post in new position, break out existing post and base, excavate for and including new concrete base and remove spoil, reinstate paving or garden areas. | Line:Relocate precast concrete or steel clothes post in new position, carefully break out existing post, remove existing concrete base, excavate for and including new concrete base and remove waste and debris and reinstate paving or garden areas. | 46.7083
029123 |  | U | N | N | Y | GR | LINE:RENEW PULLEY | Groundworks | Miscellaneous Fittings | Clothes Lines | IT | 17.4709 | Line:Renew pulley wheel and bracket to clothes line, including fixing to any background. | Line:Renew pulley wheel and bracket to clothes line, including fixing to any background. | 17.4709
029125 |  | U | N | N | Y | GR | LINE:RENEW RESTRAINING BRACKET | Groundworks | Miscellaneous Fittings | Clothes Lines | IT | 13.9726 | Line:Renew restraining bracket to clothes Line including fixing to any background. | Line:Renew restraining bracket to clothes Line including fixing to any background. | 13.9726
049001 |  | R | N | Y | N | GR | FOUNDATIONS:EXCAVATE CONCRETE BRICKWORK TRENCH | Foundations | Foundations in Trenches | Foundations in Trenches | LM | 398.2131 | Foundations:Excavate trench 600mm wide ne 1m deep lay concrete to depth ne 775mm, build cavity wall in engineering bricks and facings, including DPC, build in ties, fill cavity of wall, all labours. | Foundations:Excavate trench 600mm wide and ne 1.00m deep including all necessary planking and strutting, return, fill in and ram, remove waste and debris, level and ram, lay concrete (1:3:6) in trench to depth ne 775mm build cavity wall in engineering bricks and facings in cement mortar (1:3) including damp proof course, build in stainless steel wall ties, fill cavity of wall with concrete (1:10), including all labours. | 398.2131
049003 |  | R | N | Y | N | GR | FOUNDATIONS:EXCAVATE CONCRETE TRENCH | Foundations | Foundations in Trenches | Foundations in Trenches | LM | 83.6844 | Foundations:Excavate trench 500mm wide and ne 500mm deep, planking and strutting, return, fill in and ram, remove waste and debris, level and ram, lay concrete (1:3:6) in trench to depth ne 250mm. | Foundations:Excavate trench 500mm wide and ne 500mm deep including all necessary planking and strutting, return, fill in and ram, remove waste and debris, level and ram, lay concrete (1:3:6) in trench to depth ne 250mm. | 83.6844
049101 |  | R | N | Y | N | GR | EXCAVATE:PIT NE 1.00M | Foundations | Excavation | Excavation | CM | 113.9574 | Excavate:Excavate in any soil for pit ne 1.00m deep, earthwork support and dispose of spoil to temporary spoil heap. | Excavate:Excavate in any soil for pit ne 1.00m deep, earthwork support and dispose of spoil to temporary spoil heap. | 113.9574
049103 |  | R | N | Y | N | GR | EXCAVATE:PIT NE 2.00M | Foundations | Excavation | Excavation | CM | 152.8696 | Excavate:Excavate in any soil for pit over 1.00m and ne 2.00m deep, earthwork support and dispose of spoil to temporary spoil heap. | Excavate:Excavate in any soil for pit over 1.00m and ne 2.00m deep, earthwork support and dispose of spoil to temporary spoil heap. | 152.8696
049105 |  | R | N | Y | N | GR | EXCAVATE:TRENCH NE 1.00M | Foundations | Excavation | Excavation | CM | 166.7669 | Excavate:Excavate in any soil for trench ne 600mm wide and ne 1.00m deep, earthwork support and dispose of spoil to temporary spoil heap. | Excavate:Excavate in any soil for trench ne 600mm wide and ne 1.00m deep, earthwork support and dispose of spoil to temporary spoil heap. | 166.7669
049107 |  | R | N | Y | N | GR | EXCAVATE:TRENCH NE 2.00M | Foundations | Excavation | Excavation | CM | 241.8119 | Excavate:Excavate in any soil for trench ne 600mm wide and over 1.00m and ne 2.00m deep, earthwork support and dispose of spoil to temporary spoil heap. | Excavate:Excavate in any soil for trench ne 600mm wide and over 1.00m and ne 2.00m deep, earthwork support and dispose of spoil to temporary spoil heap. | 241.8119
049201 |  | R | N | Y | N | GR | HARDCORE:FILLING | Foundations | Hardcore Filling | Hardcore Filling | CM | 136.2047 | Hardcore:Imported filling to beds, pits, trenches etc., laid and compacted in maximum 300mm layers. | Hardcore:Imported filling to beds, pits, trenches etc., laid and compacted in maximum 300mm layers. | 136.2047
049203 |  | R | N | Y | N | GR | MOT TYPE 1:FILLING | Foundations | Hardcore Filling | Hardcore Filling | CM | 137.9948 | MOT Type 1:Filling to beds, pits, trenches etc., laid and compacted in maximum 150mm layers. | MOT Type 1:Filling to beds, pits, trenches etc., laid and compacted in maximum 150mm layers. | 137.9948
049205 |  | R | N | Y | N | GR | SAND:BLINDING | Foundations | Hardcore Filling | Hardcore Filling | SM | 9.1157 | Sand:Blind surface of hardcore filling with 50mm building sand blinding, laid and compacted. | Sand:Blind surface of hardcore filling with 50mm building sand blinding, laid and compacted. | 9.1157
049301 |  | R | N | Y | N | GR | CONCRETE:SUPPLY AND PLACE IN TRENCH | Foundations | Concrete (1:3:6) | Concrete (1:3:6) | LM | 39.1496 | Concrete:Supply and place concrete (1:3:6) in foundation 600mm wide and ne 300mm deep as directed including tamped finish, formwork as necessary. | Concrete:Supply and place concrete (1:3:6) in foundation 600mm wide and ne 300mm deep as directed including tamped finish, formwork as necessary. | 39.1496
049303 |  | R | N | Y | N | GR | CONCRETE:SUPPLY AND PLACE IN BEDS | Foundations | Concrete (1:3:6) | Concrete (1:3:6) | CM | 219.9685 | Concrete:Supply and place concrete (1:2:4) in beds, bases, plinths ne 300mm deep as directed including tamped finish, formwork as necessary. | Concrete:Supply and place concrete (1:2:4) in beds, bases, plinths ne 300mm deep as directed including tamped finish, formwork as necessary. | 219.9685
049305 |  | R | N | Y | N | GR | CONCRETE:SUPPLY AND PLACE IN MASS FOUNDATION | Foundations | Concrete (1:3:6) | Concrete (1:3:6) | CM | 211.63 | Concrete:Supply and place concrete (1:2:4) in beds, bases, plinths over 300mm deep as directed including tamped finish, formwork as necessary. | Concrete:Supply and place concrete (1:2:4) in beds, bases, plinths over 300mm deep as directed including tamped finish, formwork as necessary. | 211.63
049307 |  | R | N | Y | N | GR | CONCRETE:SUPPLY AND PLACE IN CAVITY | Foundations | Concrete (1:3:6) | Concrete (1:3:6) | SM | 15.3284 | Concrete:Supply and place concrete (1:2:4) in cavity fill 50mm wide to cavity of brick wall, formwork as necessary. | Concrete:Supply and place concrete (1:2:4) in cavity fill 50mm wide to cavity of brick wall, formwork as necessary. | 15.3284
049401 |  | R | N | Y | N | GR | MEMBRANE:LAY POLYTHENE | Foundations | Foundation Sundries | Foundation Sundries | SM | 7.9808 | Membrane:Lay 250mm polythene damp proof membrane sheeting, 100mm welted laps. | Membrane:Lay 250mm polythene damp proof membrane sheeting, 100mm welted laps. | 7.9808
049403 |  | R | N | Y | N | GR | REINFORCEMENT:LAY A393 MESH | Foundations | Foundation Sundries | Foundation Sundries | SM | 23.2028 | Reinforcement:Supply and lay A393 mesh reinforcement in beds, 200mm side and end laps including tying wire, all cutting and bending, spacers and chairs. | Reinforcement:Supply and lay A393 mesh reinforcement in beds, 200mm side and end laps including tying wire, all cutting and bending, spacers and chairs. | 23.2028
049405 |  | R | N | Y | N | GR | REINFORCEMENT:LAY MESH | Foundations | Foundation Sundries | Foundation Sundries | SM | 9.2912 | Reinforcement:Lay chicken wire mesh reinforcement in beds, 200mm side and end laps including tying wire, all cutting and bending, spacers and chairs. | Reinforcement:Lay chicken wire mesh reinforcement in beds, 200mm side and end laps including tying wire, all cutting and bending, spacers and chairs. | 9.2912
049407 |  | R | N | Y | N | GR | DUCT:FORM IN SURFACE OF CONCRETE BED | Foundations | Foundation Sundries | Foundation Sundries | LM | 31.3405 | Duct:Form service duct ne 300mm wide and ne 75mm deep in surface of concrete bed including all formwork as necessary. | Duct:Form service duct ne 300mm wide and ne 75mm deep in surface of concrete bed including all formwork as necessary. | 31.3405
070101 |  | R | N | Y | N | GR | SHED:INSTALL PROPRIETARY STORAGE INCLUDING SLAB | Groundworks | Miscellaneous Fittings | Garden Sheds | IT | 1053.5391 | Shed:Supply and install proprietary storage shed [PC Sum for supply £440.00] plan size 2400x1800mm with door, all ironmongery, locks etc., 150mm concrete slab, dpm, and sub-base, remove debris. | Shed:Supply and install proprietary storage shed [PC Sum for supply and delivery to site £440.00 excluding VAT] approximate plan size 2400x1800mm complete with door, all ironmongery, locks etc., shed fixed to and including 150mm concrete slab laid on and including damp proof membrane on blinded hardcore bed, include for all excavation, remove waste and debris, compacting as necessary. | 1053.5391
070102 |  | R | N | Y | N | GR | SHED:INSTALL PROPRIETARY STORAGE EXCLUDING SLAB | Groundworks | Miscellaneous Fittings | Garden Sheds | IT | 751.5454 | Shed:Supply and install proprietary storage shed [PC Sum for supply £440.00] plan size 2400x1800mm complete with door, all ironmongery, locks etc., shed fixed to existing hardstanding. | Shed:Supply and install proprietary storage shed [PC Sum for supply and delivery to site £440.00 excluding VAT] approximate plan size 2400x1800mm complete with door, all ironmongery, locks etc., shed fixed to existing concrete or precast concrete hardstanding. | 751.5454
070105 |  | R | N | Y | N | JR | SHED DOOR:RENEW L AND B DOOR | Groundworks | Miscellaneous Fittings | Garden Sheds | NO | 200.1335 | Shed Door:Renew shed or bin store door with any size softwood ledged and braced door with 20mm tongued, grooved and v jointed boarding, all ironmongery, decorate and make good. | Door:Renew shed or bin store door with any size 40mm thick single softwood matchboard ledged and braced door with 169x20mm ledges and 106x20mm braces covered on face with 20mm tongued, grooved and v jointed boarding, including remove existing door and hinges, remove and refit door stop as necessary, fit and hang new door on one pair of tee hinges, make good frame, complete with all ironmongery and decorate to match existing, and remove waste and debris, supply two keys and hand to Tenant or Client Representative. | 200.1335
070107 |  | R | N | Y | N | JR | SHED DOOR:RENEW F L AND B DOOR | Groundworks | Miscellaneous Fittings | Garden Sheds | NO | 231.8251 | Shed Door:Renew shed or bin store door with any size softwood framed, ledged, braced door, 20mm tongued, grooved and v jointed boarding, all ironmongery, decorate and make good. | Door:Renew shed or bin store door with any size 40mm thick single softwood matchboard framed, ledged and braced door with 169x20mm ledges and 106x20mm braces covered on face with 20mm tongued, grooved and V jointed boarding, including remove existing door and hinges, remove and refit door stop as necessary, fit and hang new door on one pair of tee hinges, make good frame, complete with all ironmongery and decorate to match existing, and remove waste and debris. | 231.8251
070108 |  | X | N | Y | N | JR | SHED DOOR:RENEW COMPOSITE L AND B DOOR AND FRAME | Groundworks | Miscellaneous Fittings | Garden Sheds | NO | 695.809 | Shed Door:Renew shed or bin store door with any size composite ledged and braced door, all ironmongery, decorate and make good. | Shed Door:Renew shed or bin store door with any size composite ledged and braced door, all ironmongery, decorate and make good. | 695.809
070109 |  | R | N | Y | N | JR | SHED LOCK:RENEW COMPLETE | Groundworks | Miscellaneous Fittings | Garden Sheds | NO | 44.6697 | Shed Lock:Renew rimlock, keep and set of rimlock furniture to shed or bin store door, including altering door as necessary for new lock and housing out existing frame as necessary. | Shed Lock:Renew rimlock, keep and set of rimlock furniture to shed or bin store door, including altering door as necessary for new lock and housing out existing frame as necessary, and remove waste and debris supply two keys and hand to Tenant or Client Representative. | 44.6697
070111 |  | U | N | N | Y | JR | SHED DOOR:RENEW OR FIX NEW PADLOCK | Groundworks | Miscellaneous Fittings | Garden Sheds | NO | 20.9093 | Shed Door:Renew or supply and fix 50mm galvanised Squire 440 or other equal and approved padlock to shed or bin store door, supply two keys and hand to Tenant or Client Representative. | Shed Door:Renew or supply and fix 50mm galvanised approved padlock to shed or bin store door, supply two keys and hand to Tenant or Client Representative. | 20.9093
070113 |  | U | N | N | Y | JR | SHED DOOR:RENEW WITH HASP AND STAPLE | Groundworks | Miscellaneous Fittings | Garden Sheds | NO | 24.6744 | Shed Door:Renew any type of hasp and staple to shed or bin store door. | Shed Door:Renew any type of hasp and staple to shed or bin store door. | 24.6744
070115 |  | U | N | N | Y | JR | SHED DOOR:RENEW HASP AND PADLOCK | Groundworks | Miscellaneous Fittings | Garden Sheds | NO | 38.3571 | Shed Door:Renew any type of hasp, staple and 50mm galvanised Squire 440 or other equal and approved padlock to shed or bin store door, supply two keys and hand to Tenant or CR. | Shed Door:Renew any type of hasp, staple and 50mm galvanised approved padlock to shed or bin store door, supply two keys and hand to Tenant or Client Representative. | 38.3571
080001 |  | U | N | N | Y | GR | COAL BUNKER:REMOVE | Groundworks | Miscellaneous Fittings | Coal Bunkers | NO | 66.6985 | Coal Bunker:Take down existing damaged coal bunker and remove waste and debris. | Coal Bunker:Take down existing damaged coal bunker and remove waste and debris. | 66.6985
080003 |  | R | N | Y | N | GR | COAL BUNKER:RENEW WOODEN TOP | Groundworks | Miscellaneous Fittings | Coal Bunkers | NO | 42.0109 | Coal Bunker:Take off existing wooden top and remove from site to approved tup, fix new wooden top. | Coal Bunker:Take off existing wooden top and remove waste and debris, fix new wooden top. | 42.0109
080005 |  | R | N | Y | N | GR | COAL BUNKER:RENEW CONCRETE TOP | Groundworks | Miscellaneous Fittings | Coal Bunkers | NO | 81.6154 | Coal Bunker:Take off existing concrete top and remove waste and debris, fix new concrete top. | Coal Bunker:Take off existing concrete top and remove waste and debris, fix new concrete top. | 81.6154
080009 |  | R | N | Y | N | GR | COAL BUNKER:PREPARE BASE | Groundworks | Miscellaneous Fittings | Coal Bunkers | NO | 113.0696 | Coal Bunker:Excavate to reduce levels, lay 100mm compacted granular sub base, lay 2 No. 900x600mm pcc paving slabs, solid bedded on mortar (1:3) ready to receive coal bunker, remove waste and debris. | Coal Bunker:Excavate to reduce levels, lay 100mm granular sub-base well compacted, lay 2 No. 900x600mm precast concrete paving slabs, solid bedded on cement mortar (1:3) ready to receive coal bunker, remove waste and debris. | 113.0696
080010 |  | R | N | Y | N | GR | COAL BUNKER:FIX NEW 5 CWT PLASTIC TO EXISTING BASE | Groundworks | Miscellaneous Fittings | Coal Bunkers | NO | 314.9682 | Coal Bunker:Supply and fix new proprietary plastic coal bunker, 5 hundredweight capacity complete to existing base. | Coal Bunker:Supply and fix new proprietary plastic coal bunker, 5 hundredweight capacity complete to existing base. | 314.9682
080012 |  | R | N | Y | N | GR | COAL BUNKER:FIX NEW 10 CWT PLASTIC EXISTING BASE | Groundworks | Miscellaneous Fittings | Coal Bunkers | NO | 381.705 | Coal Bunker:Supply and fix new proprietary plastic coal bunker, 10 hundredweight capacity complete to existing base. | Coal Bunker:Supply and fix new proprietary plastic coal bunker, 10 hundredweight capacity complete to existing base. | 381.705
080101 |  | R | N | Y | N | GR | WHEELIE BIN:RENEW DOMESTIC 240L | Groundworks | Miscellaneous Fittings | Domestic Wheeled Bins | NO | 62.3652 | Wheelie Bin:Renew with 240 litre recyclable polyethylene wheeled and lidded bin complete with solid zinc coated axles with 2 tough rubber wheels, multi-purpose hinge and handle system. | Wheelie Bin:Renew with proprietary 240 litre high quality recyclable polyethylene wheeled and lidded bin conforming to EN840 standards complete with solid zinc coated axles with 2 tough rubber wheels, reinforced comb edge compataible with standard lifting equipment, multi-purpose hinge and handle system for both tilting and manoeuvring purposes, remove waste and debris. | 62.3652
080103 |  | R | N | Y | N | GR | WHEELIE BIN:RENEW 1100L | Groundworks | Miscellaneous Fittings | Domestic Wheeled Bins | NO | 228.334 | Wheelie Bin:Renew with 1100 litre recyclable polyethylene wheeled and lidded bin complete with solid zinc coated axles with 4 tough rubber wheels, multi-purpose hinge and handle system. | Wheelie Bin:Renew with proprietary 1100 litre high quality recyclable polyethylene wheeled and lidded bin conforming to EN840 standards complete with solid zinc coated axles with 4 tough rubber wheels, reinforced comb edge compataible with standard lifting equipment, multi-purpose hinge and handle system for both tilting and manoeuvring purposes, remove waste and debris. | 228.334
080105 |  | R | N | Y | N | GR | WHEELIE BIN:RENEW LID | Groundworks | Miscellaneous Fittings | Domestic Wheeled Bins | NO | 65.5359 | Wheelie Bin:Renew lid to 240 or 1100 litre bin complete with multi purpose hinge and handle system, remove waste and debris. | Wheelie Bin:Renew lid to 240 or 1100 litre bin complete with multi purpose hinge and handle system, remove waste and debris. | 65.5359
080107 |  | R | N | Y | N | GR | WHEELIE BIN:RENEW WHEEL | Groundworks | Miscellaneous Fittings | Domestic Wheeled Bins | NO | 43.0967 | Wheelie Bin:Renew tough rubber wheel with or without brake fixed to solid zinc coated axle to 1100 litre bin, remove waste and debris. | Wheelie Bin:Renew tough rubber wheel with or without brake fixed to solid zinc coated axle to 1100 litre bin, remove waste and debris. | 43.0967
080153 |  | R | N | Y | N | GR | WHEELIE BIN:RENEW 240L GREEN | Groundworks | Miscellaneous Fittings | Domestic Wheeled Bins | NO | 62.3652 | Wheelie Bin:Renew or supply and install 240 litre recyclable green polyethylene wheeled and lidded bin with solid zinc coated axles with 2 tough rubber wheels, multi-purpose hinge and handle system. | Wheelie Bin:Renew or supply and install 240 litre recyclable green polyethylene wheeled and lidded bin complete with solid zinc coated axles with 2 tough rubber wheels, multi-purpose hinge and handle system. | 62.3652
080155 |  | X | N | Y | N | GR | WHEELIE BIN:FULL SET 1 X 240L GREY AND 3 X RECYCLE | Groundworks | Miscellaneous Fittings | Domestic Wheeled Bins | IT | 167.6695 | Wheelie Bin:Renew or supply and install 240 litre recyclable grey polyethylene wheeled and lidded bin and 3 no swing top recycle bins. | Wheelie Bin:Renew or supply and install 240 litre recyclable grey polyethylene wheeled and lidded bin complete with solid zinc coated axles with 4 tough rubber wheels, multi-purpose hinge and handle system, and 3 no 60 litre swing top recycle boxes. | 167.6695
080157 |  | X | N | Y | N | GR | EURO BIN:RENEW 360L | Groundworks | Miscellaneous Fittings | Communal Refuse Bins | NO | 105.3042 | Euro Bin:Renew or supply and install with 240 litre recyclable polyethylene wheeled and lidded bin with solid zinc coated axles with 4 tough rubber wheels, multi-purpose hinge and handle system. | Euro Bin:Renew or supply and install with 240 litre recyclable polyethylene wheeled and lidded bin complete with solid zinc coated axles with 4 tough rubber wheels, multi-purpose hinge and handle system. | 105.3042
080159 |  | X | N | Y | N | GR | EURO BIN:RENEW 770L | Groundworks | Miscellaneous Fittings | Communal Refuse Bins | NO | 229.3827 | Euro Bin:Renew or supply and install with 770 litre recyclable polyethylene wheeled and lidded bin with solid zinc coated axles with 4 tough rubber wheels, multi-purpose hinge and handle system. | Euro Bin:Renew or supply and install with 770 litre recyclable polyethylene wheeled and lidded bin complete with solid zinc coated axles with 4 tough rubber wheels, multi-purpose hinge and handle system. | 229.3827
080161 |  | X | N | Y | N | GR | EURO BIN:RENEW 820L | Groundworks | Miscellaneous Fittings | Communal Refuse Bins | NO | 241.1997 | Euro Bin:Renew or supply and install with 820 litre recyclable polyethylene wheeled and lidded bin with solid zinc coated axles with 4 tough rubber wheels, multi-purpose hinge and handle system. | Euro Bin:Renew or supply and install with 820 litre recyclable polyethylene wheeled and lidded bin complete with solid zinc coated axles with 4 tough rubber wheels, multi-purpose hinge and handle system. | 241.1997
080163 |  | X | N | Y | N | GR | EURO BIN:RENEW 1100L | Groundworks | Miscellaneous Fittings | Communal Refuse Bins | NO | 269.6935 | Euro Bin:Renew or supply and install with 1100 litre recyclable polyethylene wheeled and lidded bin with solid zinc coated axles with 4 tough rubber wheels, multi-purpose hinge and handle system. | Euro Bin:Renew or supply and install with 1100 litre recyclable polyethylene wheeled and lidded bin complete with solid zinc coated axles with 4 tough rubber wheels, multi-purpose hinge and handle system. | 269.6935
080165 |  | X | N | Y | N | GR | EURO BIN:RENEW 1280L | Groundworks | Miscellaneous Fittings | Communal Refuse Bins | NO | 328.7785 | Euro Bin:Renew or supply and install with1280 litre recyclable polyethylene wheeled and lidded bin with solid zinc coated axles with 4 tough rubber wheels, multi-purpose hinge and handle system. | Euro Bin:Renew or supply and install with1280 litre recyclable polyethylene wheeled and lidded bin complete with solid zinc coated axles with 4 tough rubber wheels, multi-purpose hinge and handle system. | 328.7785
080167 |  | X | N | N | N | GR | RECYCLE BOX:RECYCLE BOX STANDARD WITH LID | Groundworks | Miscellaneous Fittings | Communal Refuse Bins | NO | 33.6768 | Recycle Box:Renew or supply and install 60 litre swing top recycle box. | Recycle Box:Renew or supply and install 60 litre swing top recycle box. | 33.6768
098003 |  | U | N | N | Y | FE | CLIENT INSPECTION:FENCING | Fencing and Gates | Fencing | Fencing - Client Inspection | IT | 16.6767 | Client Inspection:Undertake client inspection, testing etc in connection with fencing, report to Client Representative (any repairs required to be ordered must be instructed by CR). | Client Inspection:Undertake client inspection and testing etc. in connection with fencing and report to Client Representative (any repairs required to be ordered must be instructed by Client Representative). Not to be claimed in conjunction with associated works. | 16.6767
101101 |  | R | N | N | N | BL | WALL:DEMOLISH EXTERNAL 1/2B WALL | Brickwork | Brick/Block Walling | Walls - Demolition | SM | 30.5125 | Wall:Take down external half brick wall and remove spoil. | Wall:Take down external half brick wall and remove waste and debris. | 30.5125
101103 |  | R | N | N | N | BL | WALL:DEMOLISH EXTERNAL 1B WALL | Brickwork | Brick/Block Walling | Walls - Demolition | SM | 53.0665 | Wall:Take down external one brick wall and remove spoil. | Wall:Take down external one brick wall and remove waste and debris. | 53.0665
101105 |  | R | N | N | N | BL | WALL:DEMOLISH EXTERNAL 1-1/2B WALL | Brickwork | Brick/Block Walling | Walls - Demolition | SM | 85.0707 | Wall:Take down external one and a half brick wall and remove spoil. | Wall:Take down external one and a half brick wall and remove waste and debris. | 85.0707
101107 |  | R | N | N | N | BL | WALL:DEMOLISH EXTERNAL CAVITY WALL | Brickwork | Brick/Block Walling | Walls - Demolition | SM | 50.0827 | Wall:Take down external cavity wall and remove spoil. | Wall:Take down external cavity wall and remove waste and debris. | 50.0827
101109 |  | R | N | N | N | BL | WALL:DEMOLISH EXTERNAL BLOCKWORK NE 100MM | Brickwork | Brick/Block Walling | Walls - Demolition | SM | 22.3498 | Wall:Take down ne 100mm thick external block wall and remove spoil. | Wall:Take down ne 100mm thick external block wall and remove waste and debris. | 22.3498
101111 |  | R | N | N | N | BL | WALL:DEMOLISH EXTERNAL BLOCKWORK NE 225MM | Brickwork | Brick/Block Walling | Walls - Demolition | SM | 41.9487 | Wall:Take down exceeding 100mm and ne 225mm thick external block wall and remove spoil. | Wall:Take down exceeding 100mm and ne 225mm thick external block wall and remove waste and debris. | 41.9487
101121 |  | R | N | N | N | BL | WALL:DEMOLISH PLASTERED 1/2B WALL | Brickwork | Brick/Block Walling | Walls - Demolition | SM | 46.8655 | Wall:Take down half brick or 100mm blockwork non-load bearing wall, remove spoil, including associated doors, frames, skirtings, plaster etc., make good the existing structure and finishes. | Wall:Take down half brick or 100mm blockwork non-load bearing wall and remove waste and debris, including associated doors, frames, skirtings, plaster etc., make good the existing structure at intersection with internal and external walls, make good to existing floor and screeds, plaster ceiling and skirtings. | 46.8655
101123 |  | R | N | N | N | BL | WALL:DEMOLISH PLASTERED 1B WALL | Brickwork | Brick/Block Walling | Walls - Demolition | SM | 74.9197 | Wall:Take down one brick or over 100mm, ne 225mm blockwork non-load bearing wall, remove spoil, including associated doors, frames, plaster etc., make good the existing structure and finishes. | Wall:Take down one brick or over 100mm and ne 225mm blockwork non-load bearing wall and remove waste and debris, including associated doors, frames, skirtings, plaster etc., make good the existing structure at intersection with internal and external walls, make good to existing floor/screeds, plaster ceiling and skirtings. | 74.9197
101301 |  | R | N | Y | N | BL | WALL:BUILD 1/2B WALL IN COMMONS | Brickwork | Brick/Block Walling | Walls - Construction | SM | 133.3837 | Wall:Supply and lay new common bricks in half brick wall bedded and pointed in cement lime mortar (1:1:6). | Wall:Supply and lay new common bricks in half brick wall bedded and pointed in cement lime mortar (1:1:6). | 133.3837
101303 |  | R | N | Y | N | BL | WALL:BUILD 1B WALL IN COMMONS | Brickwork | Brick/Block Walling | Walls - Construction | SM | 243.7881 | Wall:Supply and lay new common bricks in one brick wall bedded and pointed in cement lime mortar (1:1:6). | Wall:Supply and lay new common bricks in one brick wall bedded and pointed in cement lime mortar (1:1:6). | 243.7881
101305 |  | R | N | Y | N | BL | WALL:BUILD 1-1/2B WALL IN COMMONS | Brickwork | Brick/Block Walling | Walls - Construction | SM | 354.0169 | Wall:Supply and lay new common bricks in one and a half brick wall in cement lime mortar (1:1:6). | Wall:Supply and lay new common bricks in one and a half brick wall in cement lime mortar (1:1:6). | 354.0169
101307 |  | R | N | Y | N | BL | WALL:BUILD CAVITY WALL IN COMMONS | Brickwork | Brick/Block Walling | Walls - Construction | SM | 256.7377 | Wall:Supply and lay new common bricks in cavity wall to match existing, bedded and pointed in cement lime mortar (1:1:6) including form cavity with 5 No. wall ties per square metre. | Wall:Supply and lay new common bricks in cavity wall to match existing, bedded and pointed in cement lime mortar (1:1:6) including form cavity with 5 No. wall ties per square metre. | 256.7377
101308 |  | R | N | Y | N | BL | WALL:BUILD INSULATED CAVITY WALL IN COMMONS | Brickwork | Brick/Block Walling | Walls - Construction | SM | 272.4756 | Wall:Supply and lay new common bricks in cavity wall to match existing, bedded and pointed in cement lime mortar (1:1:6) including form cavity with 5 No. wall ties per square metre, insulation batts. | Wall:Supply and lay new common bricks in cavity wall to match existing, bedded and pointed in cement lime mortar (1:1:6) including form cavity with 5 No. wall ties per square metre and insulation batts. | 272.4756
101309 |  | R | N | Y | N | BL | WALL:BUILD 1/2B WALL IN FACINGS | Brickwork | Brick/Block Walling | Walls - Construction | SM | 173.9648 | Wall:Supply and lay new facing bricks in half brick wall bedded and pointed in cement lime mortar (1:1:6) as the work proceeds. | Wall:Supply and lay new facing bricks in half brick wall bedded and pointed in cement lime mortar (1:1:6) as the work proceeds. | 173.9648
101311 |  | R | N | Y | N | BL | WALL:BUILD 1B WALL IN FACINGS | Brickwork | Brick/Block Walling | Walls - Construction | SM | 322.1827 | Wall:Supply and lay new facing bricks in one brick wall bedded and pointed in cement lime mortar (1:1:6) as the work proceeds. | Wall:Supply and lay new facing bricks in one brick wall bedded and pointed in cement lime mortar (1:1:6) as the work proceeds. | 322.1827
101313 |  | R | N | Y | N | BL | WALL:BUILD CAVITY WALL IN FACINGS | Brickwork | Brick/Block Walling | Walls - Construction | SM | 326.7939 | Wall:Supply and lay new facing bricks in cavity wall to match existing, bedded and pointed in mortar (1:1:6) as the work proceeds including form cavity with 5 No. wall ties per square metre. | Wall:Supply and lay new facing bricks in cavity wall to match existing, bedded and pointed in cement lime mortar (1:1:6) as the work proceeds including form cavity with 5 No. wall ties per square metre. | 326.7939
101317 |  | R | N | Y | N | BL | WALL:BUILD NE 100MM BLOCK WALL | Brickwork | Brick/Block Walling | Walls - Construction | SM | 68.3092 | Wall:Supply and lay new 75 or 100mm thick blockwork in walls, bedded and pointed in cement lime mortar (1:1:6). | Wall:Supply and lay new ne 100mm thick blockwork in walls, bedded and pointed in cement lime mortar (1:1:6). | 68.3092
101319 |  | R | N | Y | N | BL | WALL:BUILD 225MM BLOCK WALL | Brickwork | Brick/Block Walling | Walls - Construction | SM | 121.1 | Wall:Supply and lay new 225mm thick blockwork in walls, bedded and pointed in cement lime mortar (1:1:6). | Wall:Supply and lay new 225mm thick blockwork in walls, bedded and pointed in cement lime mortar (1:1:6). | 121.1
101501 |  | R | N | Y | N | BL | WALL:REBUILD 1/2B WALL IN COMMONS | Brickwork | Brick/Block Walling | Walls - Rebuilding | SM | 150.0603 | Wall:Demolish as necessary, clean off and clear away, rebuild half brick wall in common bricks, bed and point in cement lime mortar (1:1:6) to match existing and remove waste and debris. | Wall:Demolish as necessary, clean off bricks suitable for re-use and stack, clear away unsuitable bricks and debris, rebuild half brick wall in common bricks, bed and point in cement lime mortar (1:1:6) to match existing and remove waste and debris. | 150.0603
101503 |  | R | N | Y | N | BL | WALL:REBUILD 1B WALL IN COMMONS | Brickwork | Brick/Block Walling | Walls - Rebuilding | SM | 274.362 | Wall:Demolish as necessary, clean off and clear away, rebuild one brick wall in common bricks, bed and point in cement lime mortar (1:1:6) to match existing and remove waste and debris. | Wall:Demolish as necessary, clean off bricks suitable for re-use and stack, clear away unsuitable bricks and debris, rebuild one brick wall in common bricks, bed and point in cement lime mortar (1:1:6) to match existing and remove waste and debris. | 274.362
101505 |  | R | N | Y | N | BL | WALL:REBUILD 1/2B WALL IN FACINGS | Brickwork | Brick/Block Walling | Walls - Rebuilding | SM | 193.4211 | Wall:Demolish as necessary, clean off and clear away, rebuild half brick wall in facing bricks, bed and point in cement lime mortar (1:1:6) to match existing and remove waste and debris. | Wall:Demolish as necessary, clean off bricks suitable for re-use and stack, clear away unsuitable bricks and debris, rebuild half brick wall in facing bricks, bed and point in cement lime mortar (1:1:6) to match existing and remove waste and debris. | 193.4211
101507 |  | R | N | Y | N | BL | WALL:REBUILD 1B WALL IN FACINGS | Brickwork | Brick/Block Walling | Walls - Rebuilding | SM | 349.9772 | Wall:Demolish as necessary, clean off and clear away, rebuild one brick wall in facing bricks, bed and point in cement lime mortar (1:1:6) to match existing and remove waste and debris. | Wall:Demolish as necessary, clean off bricks suitable for re-use and stack, clear away unsuitable bricks and debris, rebuild one brick wall in facing bricks, bed and point in cement lime mortar (1:1:6) to match existing and remove waste and debris. | 349.9772
101511 |  | R | N | Y | N | BL | WALL:REBUILD NE 100MM BLOCK WALL | Brickwork | Brick/Block Walling | Walls - Rebuilding | SM | 76.6475 | Wall:Demolish as necessary, clean off and clear away, rebuild 100mm blockwork in cement lime mortar (1:1:6) bed and point to match existing and remove waste and debris. | Wall:Demolish as necessary, clean off blocks suitable for re-use and stack, and clear away unsuitable blocks and debris, rebuild ne 100mm blockwork in cement lime mortar (1:1:6) bed and point to match existing and remove waste and debris. | 76.6475
101513 |  | R | N | Y | N | BL | WALL:REBUILD 225MM BLOCK WALL | Brickwork | Brick/Block Walling | Walls - Rebuilding | SM | 129.4384 | Wall:Demolish as necessary, clean off and clear away, rebuild 225mm blockwork in cement lime mortar (1:1:6) bed and point to match existing and remove waste and debris. | Wall:Demolish as necessary, clean off blocks suitable for re-use and stack, and clear away unsuitable blocks and debris, rebuild 225mm blockwork in cement lime mortar (1:1:6) bed and point to match existing and remove waste and debris. | 129.4384
101515 |  | R | N | Y | N | BL | FIREWALL:REBUILD 1B WALL IN COMMONS | Brickwork | Brick/Block Walling | Walls - Rebuilding | SM | 313.2743 | Firewall:Demolish as necessary, clean off, clear away and rebuild one brick firewall in roof space, in common bricks, bed and point in cement lime mortar (1:1:6) to match existing and remove spoil. | Firewall:Demolish as necessary, clean off bricks suitable for re-use and stack, clear away unsuitable bricks and debris and rebuild one brick firewall in roof space, in common bricks, bed and point in cement lime mortar (1:1:6) to match existing and remove waste and debris. | 313.2743
101517 |  | R | N | Y | N | BL | CHIMNEY BREAST:REBUILD IN ROOF SPACE | Brickwork | Brick/Block Walling | Walls - Rebuilding | SM | 313.2743 | Chimney Breast:Demolish as necessary, clean off, rebuild chimney breast in roof space, in common bricks, bed and point in mortar (1:1:6) to match existing, make good, remove waste and debris. | Chimney Breast:Demolish as necessary, clean off bricks suitable for re-use and stack, clear away unsuitable bricks and debris and rebuild chimney breast in roof space, in common bricks, bed and point in cement lime mortar (1:1:6) to match existing and remove waste and debris. | 313.2743
101601 |  | R | N | Y | N | BL | WALLS:REBUILD SLEEPER WALLS | Specialist Treatments | Fungus and Beetle Eradication and DPC Works | Works to Sub-Floors | LM | 35.3176 | Walls:Take down honeycombed sleeper walls, ne 500mm high, clean off bricks, rebuild cement mortar (1:3) up to 20 per cent new common bricks, bonding end into existing walls, remove spoil. | Walls:Take down unstable 113mm honeycombed sleeper walls, ne 500mm high, clean off bricks and rebuild with salvaged bricks in cement mortar (1:3) including the provision of upto 20 per cent new common bricks, including bonding end into existing walls, and remove waste and debris. | 35.3176
101603 |  | R | N | Y | N | BL | WALLS:BUILD PIERS FOR WALL PLATE | Specialist Treatments | Fungus and Beetle Eradication and DPC Works | Works to Sub-Floors | NO | 37.1232 | Walls:Build new 225x225mm common brick piers in cement mortar (1:3) to support new wall plate ne 500mm high. | Walls:Build new 225x225mm common brick piers in cement mortar (1:3) to support new wall plate ne 500mm high. | 37.1232
101701 |  | R | N | Y | N | BL | PIER:REBUILD 1B WIDE ATTACHED IN COMMONS 112MM | Brickwork | Brick/Block Walling | Piers | LM | 56.3879 | Pier:Demolish as necessary, clean off, clear away, rebuild attached pier in commons, one brick wide x half brick projection, bedded, pointed in mortar (1:1:6) to match existing and remove spoil. | Pier:Demolish as necessary, clean off bricks suitable for re-use and stack, clear away unsuitable bricks and debris, rebuild attached pier in common bricks, one brick wide x half brick projection, bedded and pointed in cement lime mortar (1:1:6) to match existing and remove waste and debris. | 56.3879
101703 |  | R | N | Y | N | BL | PIER:REBUILD 1B ISOLATED IN COMMONS | Brickwork | Brick/Block Walling | Piers | LM | 145.3303 | Pier:Demolish as necessary, clean off, clear away, rebuild one brick isolated pier in commons with brick on edge coping, bedded, pointed in mortar (1:1:6) to match existing, building in gudgeons etc. | Pier:Demolish as necessary, clean off bricks suitable for re-use and stack, clear away unsuitable bricks and debris, rebuild one brick isolated pier in common bricks with brick on edge coping, bedded and pointed in cement lime mortar (1:1:6) to match existing including building in any gudgeons, gate keeps or similar built in items and remove waste and debris. | 145.3303
101705 |  | R | N | Y | N | BL | PIER:REBUILD 1-1/2B WIDE ATTACHED IN COMMONS | Brickwork | Brick/Block Walling | Piers | LM | 93.4993 | Pier:Demolish as necessary, clean off, clear away, rebuild attached pier in commons, one and a half brick wide, half brick projection, bed, point in mortar (1:1:6) to match existing and remove spoil. | Pier:Demolish as necessary, clean off bricks suitable for re-use and stack, clear away unsuitable bricks and debris, rebuild attached pier in common bricks, one and a half brick wide, half brick projection, bedded and pointed in cement lime mortar (1:1:6) to match existing and remove waste and debris. | 93.4993
101707 |  | R | N | Y | N | BL | PIER:REBUILD 1-1/2B ISOLATED IN COMMONS | Brickwork | Brick/Block Walling | Piers | LM | 214.8352 | Pier:Demolish as necessary, clean off, clear away, rebuild one and a half brick isolated pier in common bricks with boe coping, bedded, pointed in mortar (1:1:6) to match, build in gudgeons etc. | Pier:Demolish as necessary, clean off bricks suitable for re-use and stack, clear away unsuitable bricks and debris, rebuild one and a half brick isolated pier in common bricks with brick on edge coping, bedded and pointed in cement lime mortar (1:1:6) to match existing including building in any gudgeons, gate keeps or similar built in items and remove waste and debris. | 214.8352
101709 |  | R | N | Y | N | BL | PIER:REBUILD 1B WIDE ATTACHED IN FACINGS 112MM | Brickwork | Brick/Block Walling | Piers | LM | 73.2673 | Pier:Demolish as necessary, clean off, clear away, rebuild attached pier in facings, one brick wide x half brick projection, bedded, pointed in mortar (1:1:6) to match existing and remove spoil. | Pier:Demolish as necessary, clean off bricks suitable for re-use and stack, clear away unsuitable bricks and debris, rebuild attached pier in facing bricks one brick wide, half brick projection, bedded and pointed in cement lime mortar (1:1:6) to match existing and remove waste and debris. | 73.2673
101711 |  | R | N | Y | N | BL | PIER:REBUILD 1B ISOLATED IN FACINGS | Brickwork | Brick/Block Walling | Piers | LM | 164.9889 | Pier:Demolish as necessary, clean off, clear away, rebuild one brick isolated pier in facings with boe coping, bedded, pointed in mortar (1:1:6) to match existing, building in gudgeons etc. | Pier:Demolish as necessary, clean off bricks suitable for re-use and stack, clear away unsuitable bricks and debris, rebuild one brick isolated pier in facing bricks with brick on edge coping, bedded and pointed in cement lime mortar (1:1:6) to match existing including building in any gudgeons, gate keeps or similar built in items and remove waste and debris. | 164.9889
101713 |  | R | N | Y | N | BL | PIER:REBUILD 1-1/2B WIDE ATTACHED IN FACINGS | Brickwork | Brick/Block Walling | Piers | LM | 117.5924 | Pier:Demolish as necessary, clean off, clear away, rebuild attached pier in facings, one and a half brick wide, half brick projection, bed, point in mortar (1:1:6) to match existing, remove spoil. | Pier:Demolish as necessary, clean off bricks suitable for re-use and stack, clear away unsuitable bricks and debris, rebuild attached pier in facing bricks, one and a half brick wide, half brick projection, bedded and pointed in cement lime mortar (1:1:6) to match existing and remove waste and debris. | 117.5924
101715 |  | R | N | Y | N | BL | PIER:REBUILD 1-1/2B ISOLATED IN FACINGS | Brickwork | Brick/Block Walling | Piers | LM | 253.2805 | Pier:Demolish as necessary, clean off, clear away, rebuild one and a half brick isolated pier in facings with boe coping, bedded, pointed in mortar (1:1:6) to match, building in gudgeons etc. | Pier:Demolish as necessary, clean off bricks suitable for re-use and stack, clear away unsuitable bricks and debris, rebuild one and a half brick isolated pier in facing bricks with brick on edge coping, bedded and pointed in cement lime mortar (1:1:6) to match existing including building in any gudgeons, gate keeps or similar built in items and remove waste and debris. | 253.2805
101901 |  | R | N | N | N | BL | WALL:REPAIR FRACTURE | Brickwork | Brick/Block Walling | Brick/Block Repairs | LM | 100.3559 | Fracture:Remove any applied finish, cut out bricks as necessary to either side of fracture, one face only, stitch in new bricks, bed and point to match existing in mortar (1:1:6), make good finishes. | Fracture:Remove any applied finish and cut out bricks as necessary to either side of fracture, one face only, stitch in new bricks, bed and point to match existing in cement lime mortar (1:1:6), make good any applied finishes and remove waste and debris (measured over mean general line of fracture). | 100.3559
101903 |  | R | N | N | N | BL | WALL:REPAIR SMALL PATCH IN COMMONS | Brickwork | Brick/Block Walling | Brick/Block Repairs | IT | 60.0397 | Wall:Cut out bricks from face of wall, clean and clear away, lay upto 15 No. new common bricks in cement lime mortar (1:1:6), bond, bed and point to match existing and remove waste and debris. | Wall:Cut out bricks from face of wall, clean and clear away, lay upto 15 No. new common bricks in cement lime mortar (1:1:6), bond, bed and point to match existing and remove waste and debris. | 60.0397
101905 |  | R | N | N | N | BL | WALL:REPAIR LARGE PATCH IN COMMONS | Brickwork | Brick/Block Walling | Brick/Block Repairs | IT | 214.8352 | Wall:Cut out bricks from face of wall, clean and clear away, lay over 15 No. new common bricks up to 2sm in area in mortar (1:1:6), bond, bed and point to match existing and remove spoil. | Wall:Cut out bricks from face of wall, clean and clear away, lay over 15 No. new common bricks upto 2sm in area in cement lime mortar (1:1:6), bond, bed and point to match existing and remove waste and debris. | 214.8352
101907 |  | R | N | N | N | BL | WALL:REPAIR SMALL PATCH IN FACINGS | Brickwork | Brick/Block Walling | Brick/Block Repairs | IT | 65.9899 | Wall:Cut out bricks from face of wall, clean and clear away, lay up to 15 No. new facing bricks in cement lime mortar (1:1:6), bond, bed and point to match existing and remove spoil. | Wall:Cut out bricks from face of wall, clean and clear away, lay upto 15 No. new facing bricks in cement lime mortar (1:1:6), bond, bed and point to match existing and remove waste and debris. | 65.9899
101909 |  | R | N | N | N | BL | WALL:REPAIR LARGE PATCH IN FACINGS | Brickwork | Brick/Block Walling | Brick/Block Repairs | IT | 283.348 | Wall:Cut out bricks from face of wall, clean and clear away, lay over 15 No. new facing bricks up to 2sm in area in mortar (1:1:6), bond, bed and point to match existing and remove spoil. | Wall:Cut out bricks from face of wall, clean and clear away, lay over 15 No. new facing bricks upto 2sm in area in cement lime mortar (1:1:6), bond, bed and point to match existing and remove waste and debris. | 283.348
101911 |  | R | N | N | N | BL | WALL:RENEW INDIVIDUAL 100MM BLOCK | Brickwork | Brick/Block Walling | Brick/Block Repairs | NO | 13.4395 | Wall:Cut out old 100mm block, clean and clear away, supply and lay new block in cement lime mortar (1:1:6), bond, bed and point to match existing and remove waste and debris (first block). | Wall:Cut out old 100mm block, clean and clear away, supply and lay new block in cement lime mortar (1:1:6), bond, bed and point to match existing and remove waste and debris (first block). | 13.4395
101913 |  | R | N | N | N | BL | WALL:RENEW SUBSEQUENT 100MM BLOCKS | Brickwork | Brick/Block Walling | Brick/Block Repairs | NO | 8.2733 | Wall:Cut out old 100mm block, clean and clear away, supply and lay new block in cement lime mortar (1:1:6), bond, bed and point to match existing and remove waste and debris (subsequent blocks). | Wall:Cut out old 100mm block, clean and clear away, supply and lay new block in cement lime mortar (1:1:6), bond, bed and point to match existing and remove waste and debris (subsequent blocks). | 8.2733
101915 |  | R | N | N | N | BL | WALL:RENEW INDIVIDUAL 225MM BLOCK | Brickwork | Brick/Block Walling | Brick/Block Repairs | NO | 21.631 | Wall:Cut out old 225mm block, clean and clear away, supply and lay new block in cement lime mortar (1:1:6), bond, bed and point to match existing and remove waste and debris (first block). | Wall:Cut out old 225mm block, clean and clear away, supply and lay new block in cement lime mortar (1:1:6), bond, bed and point to match existing and remove waste and debris (first block). | 21.631
101917 |  | R | N | N | N | BL | WALL:RENEW SUBSEQUENT 225MM BLOCKS | Brickwork | Brick/Block Walling | Brick/Block Repairs | NO | 16.8391 | Wall:Cut out old 225mm block, clean and clear away, supply and lay new block in cement lime mortar (1:1:6), bond, bed and point to match existing and remove waste and debris (subsequent blocks). | Wall:Cut out old 225mm block, clean and clear away, supply and lay new block in cement lime mortar (1:1:6), bond, bed and point to match existing and remove waste and debris (subsequent blocks). | 16.8391
102103 |  | R | N | N | N | BL | WALL:RAKE OUT AND REPOINT BRICKWORK | Brickwork | Brick/Block Walling | Repointing | SM | 35.2255 | Wall:Rake out existing joints of brickwork minimum 12mm deep and repoint brickwork in mortar to match existing and remove waste and debris. | Wall:Rake out existing joints of brickwork minimum 12mm deep and repoint brickwork in mortar to match existing and remove waste and debris. | 35.2255
102105 |  | R | N | N | N | BL | WALL:RAKE OUT AND REPOINT JOINT OF BRICKWORK | Brickwork | Brick/Block Walling | Repointing | LM | 7.021 | Wall:Rake out existing mortar joint as necessary min 12mm and repoint in mortar to match existing in joints to cills, sides of door/window frames or concrete cladding joints etc and remove spoil. | Wall:Rake out existing mortar joint as necessary minimum 12mm and repoint in mortar to match existing in joints to cills, sides of door/window frames or concrete cladding joints etc. and remove waste and debris. | 7.021
102107 |  | R | N | Y | N | BL | WALL:RAKE OUT AND REPOINT EXPANSION JOINT | Brickwork | Brick/Block Walling | Repointing | LM | 10.4963 | Wall:Rake out existing pointing to expansion joint minimum 18mm deep and repoint in mastic to match existing and remove waste and debris. | Wall:Rake out existing pointing to expansion joint minimum 18mm deep and repoint in mastic to match existing and remove waste and debris. | 10.4963
102201 |  | R | N | Y | N | SM | STONE:REBUILD WALL NE 300MM NS IRREGULAR COURSES | Masonry | Natural Stone | Natural Stone | SM | 388.3644 | Stone:Rebuild irregular coursed natural stone wall ne 300mm thick, take down, clean off, including additional stone to match, bed, joint, point to match in mortar (1:3), all features, remove spoil. | Stone:Rebuild stone wall ne 300mm thick, take down and clean off, set aside and rebuild irregular coursed natural stone wall including providing additional stone to match as necessary bed, joint and point to match existing in lime mortar (1:3) including copings and other features and remove waste and debris. | 388.3644
102203 |  | R | N | Y | N | SM | STONE:REBUILD WALL OVER 300MM NS IRREGULAR | Masonry | Natural Stone | Natural Stone | SM | 543.1521 | Stone:Rebuild irregular coursed natural stone wall over 300mm thick, take down, clean off, including additional stone to match, bed, joint, point to match in mortar (1:3), all features, remove spoil. | Stone:Rebuild stone wall over 300mm thick take down and clean off, set aside and rebuild irregular coursed natural stone wall including providing additional stone to match as necessary bed, joint and point to match existing in lime mortar (1:3) including copings and other features and remove waste and debris. | 543.1521
102205 |  | R | N | Y | N | SM | STONE:REBUILD WALL NE 300MM NS REGULAR COURSES | Masonry | Natural Stone | Natural Stone | SM | 459.6015 | Stone:Rebuild regular coursed natural stone wall ne 300mm thick, take down, clean off, including additional stone to match, bed, joint, point to match in mortar (1:3), all features, remove spoil. | Stone:Rebuild stone wall ne 300mm thick take down and clean off, set aside and rebuild regular coursed natural stone wall including providing additional stone to match as necessary bed, joint and point to match existing in lime mortar (1:3) including copings and other features and remove waste and debris. | 459.6015
102207 |  | R | N | Y | N | SM | STONE:REBUILD WALL OVER 300MM NS REGULAR COURSES | Masonry | Natural Stone | Natural Stone | SM | 559.2095 | Stone:Rebuild regular coursed natural stone wall over 300mm thick, take down, clean off, including additional stone to match, bed, joint, point to match in mortar (1:3), all features, remove spoil. | Stone:Rebuild stone wall over 300mm thick take down and clean off, set aside and rebuild regular coursed natural stone wall including providing additional stone to match as necessary bed, joint and point to match existing in lime mortar (1:3) including copings and other features and remove waste and debris. | 559.2095
102211 |  | R | N | Y | N | SM | STONE:REBUILD WALL NE 300MM RS IRREGULAR COURSES | Masonry | Reconstructed Stone | Reconstructed Stone | SM | 325.0601 | Stone:Rebuild irregular coursed reconstructed stonework ne 300mm thick, take down, clean off, including additional to match, bed, joint, point to match in mortar, all features, remove spoil. | Stone:Rebuild stone wall ne 300mm thick take down and clean off, set aside and rebuild irregular coursed reconstructed stone wall including providing additional stone to match as necessary bed, joint and point to match existing in gauged mortar (1:1:6) including copings and other features and remove waste and debris. | 325.0601
102213 |  | R | N | Y | N | SM | STONE:REBUILD WALL OVER 300MM RS IRREGULAR | Masonry | Reconstructed Stone | Reconstructed Stone | SM | 379.3771 | Stone:Rebuild irregular coursed reconstructed stonework over 300mm thick, take down, clean off, including additional to match, bed, joint, point to match in mortar, all features, remove spoil. | Stone:Rebuild stone wall over 300mm thick take down and clean off, set aside and rebuild irregular coursed reconstructed stone wall including providing additional stone to match as necessary bed, joint and point to match existing in gauged mortar (1:1:6) including copings and other features and remove waste and debris. | 379.3771
102215 |  | R | N | Y | N | SM | STONE:REBUILD WALL NE 300MM RS REGULAR COURSES | Masonry | Reconstructed Stone | Reconstructed Stone | SM | 386.7925 | Stone:Rebuild regular coursed reconstructed stonework ne 300mm thick, take down, clean off, including additional to match, bed, joint, point to match in mortar, all features, remove spoil. | Stone:Rebuild stone wall ne 300mm thick take down and clean off, set aside and rebuild regular coursed reconstructed stone wall including providing additional stone to match as necessary bed, joint and point to match existing in gauged mortar (1:1:6) including copings and other features and remove waste and debris. | 386.7925
102217 |  | R | N | Y | N | SM | STONE:REBUILD WALL OVER 300MM RS REGULAR COURSES | Masonry | Reconstructed Stone | Reconstructed Stone | SM | 452.6419 | Stone:Rebuild regular coursed reconstructed stonework over 300mm thick, take down, clean off, including additional to match, bed, joint, point to match in mortar, all features, remove spoil. | Stone:Rebuild stone wall over 300mm thick take down and clean off, set aside and rebuild regular coursed reconstructed stone wall including providing additional stone to match as necessary bed, joint and point to match existing in gauged mortar (1:1:6) including copings and other features and remove waste and debris. | 452.6419
102219 |  | R | N | Y | N | SM | STONE:REBUILD WALL CAVITY SKIN RS REGULAR COURSES | Masonry | Reconstructed Stone | Reconstructed Stone | SM | 290.7205 | Stone:Rebuild regular coursed reconstructed stone outer skin of cavity wall, take down, clean off, additional to match, bed, joint, point to match in mortar, ties, DPC, lintols, bonding, remove spoil. | Stone:Rebuild stone outer skin of cavity wall take down and clean off, set aside and rebuild 100mm regular coursed reconstructed stone outer skin including providing additional stone to match as necessary bed, joint and point to match existing in gauged mortar (1:1:6) including stainless steel wall ties, damp proof courses, seal cavity around openings, build in lintels, bonding to existing and remove waste and debris. | 290.7205
102221 |  | R | N | Y | N | SM | STONE:REBUILD WALL CAVITY SKIN RS IRREGULAR | Masonry | Reconstructed Stone | Reconstructed Stone | SM | 243.1788 | Stone:Rebuild irregular coursed reconstructed stone outer skin of cavity wall, take down, clean off, additional stone, bed, joint, point to match, ties, DPC, lintols, bonding, remove spoil. | Stone:Rebuild stone outer skin of cavity wall take down and clean off, set aside and rebuild 100mm irregular coursed reconstructed stone outer skin including providing additional stone to match as necessary bed, joint and point to match existing in gauged mortar (1:1:6) including stainless steel wall ties, damp proof courses, seal cavity around openings, build in lintels, bonding to existing and remove waste and debris. | 243.1788
102223 |  | R | N | N | N | SM | WALL:RAKE OUT AND REPOINT STONEWORK | Masonry | Reconstructed Stone | Reconstructed Stone | SM | 35.2255 | Wall:Rake out existing joints of stonework minimum 20mm deep and repoint in cement or lime mortar to match existing and remove waste and debris. | Wall:Rake out existing joints of stonework minimum 20mm deep and repoint in cement or lime mortar to match existing and remove waste and debris. | 35.2255
102225 |  | R | N | N | N | SM | WALL:RAKE OUT REPOINT AND RESET STONEWORK | Masonry | Reconstructed Stone | Reconstructed Stone | SM | 140.2033 | Wall:Rake out existing joints of stonework minimum 20mm deep, dub out and reset stonework, provision of any new matching stonework, repoint in cement or lime mortar to match existing and remove spoil. | Wall:Rake out existing joints of stonework minimum 20mm deep allow for dubbing out and resetting stonework including provision of any new matching stonework and repoint in cement or lime mortar to match existing and remove waste and debris. | 140.2033
102503 |  | R | N | N | N | BL | WALL:CLEAR CAVITY AREAS NE 1.0SM | Brickwork | Brick/Block Walling | Cavities | IT | 90.644 | Wall:Cut out bricks in areas ne 1sm for access into cavity, clear blockage, make good insulation, remove spoil, clean and replace bricks and bed and point in mortar (1:1:6) to match existing. | Wall:Cut out bricks in areas ne 1.00sm for access into cavity, clear blockage including upto 0.5m from opening in any direction, take all necessary measures to prevent loss of any cavity insulation, remove waste and debris, reinstate and make good cavity insulation to match existing as necessary, clean and replace bricks and bed and point in cement lime mortar (1:1:6) to match existing. | 90.644
102505 |  | R | N | Y | N | BL | WALL:CLEAR CAVITY AREA DEFECTIVE INSULATION NE 1SM | Brickwork | Brick/Block Walling | Cavities | IT | 98.9823 | Wall:Cut out bricks in areas ne 1sm for access into cavity, clear blockage, remove defective insulation, remove spoil, clean and replace bricks and bed and point in mortar (1:1:6) to match existing. | Wall:Cut out bricks in areas ne 1.00sm for access into cavity, clear blockage including upto 0.5m from opening in any direction, take all any defective or collapsed mineral wool cavity insulation, remove waste and debris, clean and replace bricks and bed and point in cement lime mortar (1:1:6) to match existing. | 98.9823
102719 |  | R | N | N | N | BL | HOLE:MAKE GOOD HOLE ANY DIAMETER | Brickwork | Brick/Block Walling | Openings - Minor | NO | 9.3679 | Hole:Make good any diameter hole after removal or around any diameter existing pipe passing through brick/block wall, including make good finishes. | Hole:Make good any diameter hole after removal or around any diameter existing pipe passing through brick/block wall, remove waste and debris, including make good finishes. | 9.3679
102721 |  | R | N | N | N | BL | HOLE:HOLE FOR CAVITY INSPECTION | Brickwork | Brick/Block Walling | Openings - Minor | NO | 5.4766 | Hole:Drill hole through half brick skin of cavity wall for purpose of boroscope inspection of cavity, remove waste and debris, and make good on completion (inspection undertaken by others). | Hole:Drill hole through half brick skin of cavity wall for purpose of boroscope inspection of cavity, remove waste and debris, and make good on completion (inspection undertaken by others). | 5.4766
102723 |  | R | N | Y | N | BL | HOLE:CAVITY WALL INSPECTION 1 | Brickwork | Brick/Block Walling | Openings - Minor | NO | 81.5266 | Hole:Drill hole through half brick skin for boroscope inspection, photograph, report, make good (claim for each individual boroscope report) (single inspection at property or on block). | Hole:Drill hole through half brick skin of cavity wall for purpose of boroscope inspection of cavity, undertake inspection, take photograph's of cavity, report on condition of cavity and cavity wall insulation, remove waste and debris, and make good on completion. (To be claimed for each individual boroscope report where only one inspection undertaken at property or on block). | 81.5266
102725 |  | R | N | Y | N | BL | HOLE:CAVITY WALL INSPECTION 2-5 | Brickwork | Brick/Block Walling | Openings - Minor | NO | 157.8152 | Hole:Drill holes through half brick skin for boroscope inspection, photograph, report, make good (claim for each individual boroscope report) (2 to 5 inspections at property or on block). | Hole:Drill holes through half brick skin of cavity wall for purpose of boroscope inspection of cavity, undertake inspection, take photograph's of cavity, report on condition of cavity and cavity wall insulation, remove waste and debris, and make good on completion. (To be claimed for each individual boroscope report where two to five inspections undertaken at property or on block). | 157.8152
102727 |  | R | N | Y | N | BL | HOLE:CAVITY WALL INSPECTION 6-10 | Brickwork | Brick/Block Walling | Openings - Minor | NO | 308.7509 | Hole:Drill holes through half brick skin for boroscope inspection, photograph, report, make good (claim for each individual boroscope report) (6 to 10 inspections at property or on block). | Hole:Drill holes through half brick skin of cavity wall for purpose of boroscope inspection of cavity, undertake inspection, take photograph's of cavity, report on condition of cavity and cavity wall insulation, remove waste and debris, and make good on completion. (To be claimed for each individual boroscope report where six to ten inspections undertaken at property or on block). | 308.7509
102729 |  | R | N | Y | N | BL | HOLE:CAVITY WALL INSPECTION 11+ | Brickwork | Brick/Block Walling | Openings - Minor | NO | 500.9275 | Hole:Drill holes through half brick skin for boroscope inspection, photograph, report, make good (claim for each individual boroscope report) (over 11 inspections at property or on block). | Hole:Drill holes through half brick skin of cavity wall for purpose of boroscope inspection of cavity, undertake inspection, take photograph's of cavity, report on condition of cavity and cavity wall insulation, remove waste and debris, and make good on completion. (To be claimed for each individual boroscope report where over eleven inspections undertaken at property or on block). | 500.9275
102731 |  | R | N | Y | N | BL | OPENING:FORM IN 1/2B INTERNAL WALL FOR DOOR | Brickwork | Brick/Block Walling | Openings - Internal Door | IT | 147.1063 | Opening:Cut or form opening for internal doorway in plastered half brick wall, insert lintol, quoin up jambs, make good all works disturbed including decorations, temporary propping and remove spoil. | Opening:Cut or form opening for internal door and frame in half brick wall plastered both sides, insert concrete lintel and quoin up jambs, make good plaster, extend flooring through opening on bearers, make good all works disturbed including decorations, temporary propping and remove waste and debris. | 147.1063
102733 |  | R | N | Y | N | BL | OPENING:FORM IN 1B INTERNAL WALL FOR DOOR | Brickwork | Brick/Block Walling | Openings - Internal Door | IT | 340.7584 | Opening:Cut or form opening for internal doorway in plastered one brick wall, insert lintol, quoin up jambs, make good all works disturbed including decorations, temporary propping and remove spoil. | Opening:Cut or form opening for internal door and frame in one brick wall plastered both sides, insert concrete lintel and quoin up jambs, make good plaster, extend flooring through opening on bearers, make good all works disturbed including decorations, temporary propping and remove waste and debris. | 340.7584
102740 |  | R | N | Y | N | BL | OPENING:CONVERT OR EXTEND DOOR IN 100MM BLOCK | Brickwork | Brick/Block Walling | Openings - Internal Door | IT | 172.6704 | Opening:Remove existing door frame, cut or form opening for window over 1.00sm in 100mm blockworkl, steel lintol, DPC, quoin up jambs, form arch, cill, to match, make good, propping, remove spoil. | Opening:Remove existing door lining, cut or form opening for window ne 1.00sm in 100mm blockwork, insert precast concrete lintel 100 x140mm x 1200mm long, quoin up jambs with brickwork, make good plasterwork and decorations internally, propping and temporary supports and remove waste and debris. | 172.6704
102741 |  | R | N | Y | N | BL | OPENING:BUILD UP INTERNAL IN 100MM BLOCKS | Brickwork | Brick/Block Walling | Openings - Internal Door | IT | 271.6148 | Opening:Build up internal door opening in 100mm blockwork bedded, pointed in mortar to match existing, prepare opening, cut, tooth, bond jambs to receive blockwork, make good, remove spoil. | Opening:Build up internal door opening in 100mm blockwork, bedded and pointed in mortar to match existing, including prepare opening, cut tooth and bond jambs to receive blockwork, finished both sides with 2 coats of lightweight gypsum plaster finished flush with existing, including any necessary dubbing out, make good all works disturbed including decorations and remove waste and debris. | 271.6148
102743 |  | R | N | Y | N | BL | OPENING:BUILD UP INTERNAL IN COMMONS 1/2B THICK | Brickwork | Brick/Block Walling | Openings - Internal Door | IT | 401.6583 | Opening:Build up internal door opening in half brick commons, bedded, pointed in mortar to match existing, prepare opening, cut, tooth, bond jambs to receive brickwork, make good, remove spoil. | Opening:Build up internal door opening in commons, half brick thick, bedded and pointed in mortar to match existing, including prepare opening, cut tooth and bond jambs to receive brickwork, wedge and pinned to soffit, finished both sides with 2 coats of lightweight gypsum plaster finished flush with existing, including any necessary dubbing out, make good all works disturbed including decorations and remove waste and debris. | 401.6583
102745 |  | R | N | Y | N | BL | OPENING:BUILD UP INTERNAL IN COMMONS 1B THICK | Brickwork | Brick/Block Walling | Openings - Internal Door | IT | 637.7998 | Opening:Build up internal door opening in one brick commons, bedded, pointed in mortar to match existing, prepare opening, cut, tooth, bond jambs to receive brickwork, make good, remove spoil. | Opening:Build up internal door opening in commons, one brick thick, bedded and pointed in mortar to match existing, including prepare opening, cut tooth and bond jambs to receive brickwork, wedge and pinned to soffit, finished both sides with 2 coats of lightweight gypsum plaster finished flush with existing, including any necessary dubbing out, make good all works disturbed including decorations and remove waste and debris. | 637.7998
102747 | New | R | N | N | N | BL | FACING BRICK WALL:BRICK UP OPENING | Brickwork | Brick/Block Walling | Openings - External Door/Window | SM | 75.0577 | Facing Brick Wall:Brick up existing void or opening in half brick thick wall with facing bricks to match existing, make good, remove waste and debris. | Facing Brick Wall:Brick up existing void or opening in half brick thick wall with facing bricks to match existing built stretcher bond in cement mortar, cut, tooth and bond to existing brickwork, make good, remove waste and debris. | 75.0577
102751 |  | R | N | Y | N | BL | OPENING:FORM DOOR IN EXTERNAL WALL | Brickwork | Brick/Block Walling | Openings - External Door/Window | SM | 257.1377 | Opening:Cut or form opening for door over 1.00sm in cavity wall, insert steel lintol, DPC, quoin up jambs, form arch and step, to match existing, make good, propping, temporary supports, remove spoil. | Opening:Cut or form opening for door exceeding 1.00sm in 275mm cavity wall, insert Catnic lintel type or other equal and approved, damp proof course flashing, quoin up and close cavity at jambs with brickwork to match existing, form brick-on-end arch soldier course, form brick-on-end step with class B engineering bricks, snap headers, damp proof course to jambs and cill face up margins to match existing, make good plasterwork and decorations internally, include for additional stainless steel wall ties at 300mm centres around opening, propping and temporary supports and remove waste and debris. | 257.1377
102753 |  | R | N | Y | N | BL | OPENING:FORM WINDOW IN EXTERNAL WALL | Brickwork | Brick/Block Walling | Openings - External Door/Window | SM | 308.0106 | Opening:Cut or form opening for window over 1.00sm in cavity wall, insert steel lintol, DPC, quoin up jambs, form arch and cill, to match existing, make good, temporary propping, remove spoil. | Opening:Cut or form opening for window exceeding 1.00sm in 275mm cavity wall, insert Catnic lintel or other equal and approved, damp proof course flashing, quoin up and close cavity at jambs with brickwork to match existing, form brick-on-end arch soldier course, form cill with two course of plain tile creasing, set on brick on edge snap headers, damp proof course to jambs and cill face up margins to match existing, make good plasterwork and decorations internally, include for additional stainless steel wall ties at 300mm centres around opening, propping and temporary supports and remove waste and debris. | 308.0106
102761 |  | R | N | Y | N | BL | OPENING:ENLARGE EXISTING WINDOW | Brickwork | Brick/Block Walling | Openings - External Door/Window | SM | 264.3613 | Opening:Cut out and reform opening for window over 1.00sm in cavity wall, insert steel lintol, DPC, quoin up jambs, form arch and cill, to match, make good, propping, temporary supports, remove spoil. | Opening:Cut out and reform opening for window exceeding 1.00sm in 275mm cavity wall, insert Catnic lintel type or other equal and approved, damp proof course flashing, quoin up and close cavity at jambs with brickwork to match existing, form brick-on-end arch solider course, form cill with two course of plain tile creasing, set on brick on edge snap headers, damp proof course to jambs and cill face up margins to match existing, make good plasterwork and decorations internally, include for additional stainless steel wall ties at 300mm centres around opening, propping and temporary supports and remove waste and debris. | 264.3613
102763 |  | R | N | Y | N | BL | OPENING:ADAPT EXTERNAL DOOR TO WINDOW | Brickwork | Brick/Block Walling | Openings - External Door/Window | IT | 278.6652 | Opening:Remove existing door frame, adapt opening for window over 1.00sm in cavity wall, steel lintol, DPC, quoin up jambs, form arch, cill, to match, make good, propping, remove spoil. | Opening:Remove existing door frame, adapt opening for window exceeding 1.00sm in 275mm cavity wall, and close cavity at cill with slate, brick up opening below cill level with facing bricks to match existing and concrete blockwork internally, form cill with two courses of plain tile creasing, set on brick on edge snap headers, damp proof course to jambs and cill face up margins to match existing, make good plasterwork and decorations internally, include for additional stainless steel wall ties at 300mm centres around opening, propping and temporary supports and remove waste and debris. | 278.6652
102765 |  | R | N | Y | N | BL | OPENING:CONVERT OR EXTEND DOOR INTO WINDOW | Brickwork | Brick/Block Walling | Openings - External Door/Window | SM | 326.5393 | Opening:Remove existing door frame, cut or form opening for window over 1.00sm in cavity wall, steel lintol, DPC, quoin up jambs, form arch, cill, to match, make good, propping, remove spoil. | Opening:Remove existing door frame, cut or form opening for window exceeding 1.00sm in 275mm cavity wall, insert Catnic lintel type CN7, or other equal and approved, damp proof course flashing, quoin up and close cavity at jambs with brickwork to match existing, form or extend brick-on-end arch soldier course, brick up opening below cill level with facing bricks to match existing and concrete blockwork internally, close cavity at cill with slate, form cill with two courses of plain tile creasing, set on brick on edge snap headers, damp proof course to jambs and cill face up margins to match existing, make good plasterwork and decorations internally, include for additional stainless steel wall ties at 300mm centres around opening, propping and temporary supports and remove waste and debris. | 326.5393
102771 |  | R | N | Y | N | BL | OPENING:BUILD UP EXTERNAL IN COMMONS | Brickwork | Brick/Block Walling | Openings - External Door/Window | SM | 255.5563 | Opening:Build up existing opening for door or window, in commons and blockwork skins in mortar, cut, tooth, bond, external 2 coats render, plaster internal, DPC, ties, make good and remove spoil. | Opening:Build up existing opening for door or window, remove door or window frame, tiled cill, concrete cill, internal lintel, flat brick on edge arch over, build up externally in common bricks in mortar, allow for cutting, toothing and bonding into existing reveals, finished with two coats of render flush with existing walls, block up internally with 100mm blockwork finished with 2 coats of plaster flush with existing walls, include for new damp proof course's and stainless steel wall ties, make good any cavity wall insulation and remove waste and debris. | 255.5563
102773 |  | R | N | Y | N | BL | OPENING:BUILD UP EXTERNAL IN FACINGS | Brickwork | Brick/Block Walling | Openings - External Door/Window | SM | 277.2144 | Opening:Build up existing opening for door or window, in facings and blockwork skins in mortar, point to match existing, cut, tooth, bond, plaster internal, DPC, ties, make good and remove spoil. | Opening:Build up existing opening for door or window, remove door or window frame, tiled cill, concrete cill, internal lintel, flat brick on edge arch over, build up externally in facing bricks to match existing, matching tinted mortar and pointed as existing, allow for cutting, toothing and bonding into existing reveals, block up internally with 100mm blockwork finished with 2 coats of plaster flush with existing walls, include for new damp proof course's and stainless steel wall ties, make good any cavity wall insulation and remove waste and debris. | 277.2144
102901 |  | R | N | Y | N | BL | LINTEL:RENEW PCC LINTEL 100X150 | Brickwork | Brick/Block Walling | Lintels and Arches | LM | 157.905 | Lintel:Cut out and renew with 100x150mm pcc lintel with 2 No. 16mm bars, bed ends in mortar (1:1:6), cut and pin renew DPC, make good brickwork, plasterwork, sealant fillets, remove waste and debris. | Lintel:Cut out and remove existing lintel from brick wall, prepare to receive new including all necessary propping and temporary supports, and supply and fix 100x150mm prestressed precast concrete lintel reinforced with 2 No. 16mm diameter bars, bed ends in cement lime mortar (1:1:6), renew damp proof course and make good brickwork, plasterwork and sealant and or cement fillets and remove waste and debris. | 157.905
102905 |  | R | N | Y | N | BL | LINTEL:RENEW WITH CATNIC NE 2.5M LONG | Brickwork | Brick/Block Walling | Lintels and Arches | NO | 292.4932 | Lintel:Cut out existing and renew with steel Catnic type lintel ne 2.50m long, fit cavity tray DPC, make good brickwork/blockwork, plasterwork, sealant fillets and remove waste and debris. | Lintel:Cut out and remove existing lintel from brick wall, prepare to receive new including all necessary propping and temporary supports, and supply and fix steel Catnic type lintel ne 2.50m long including bedding in mortar, fit cavity tray damp proof course and make good brickwork/blockwork, plasterwork, sealant and or cement fillets and remove waste and debris. | 292.4932
102907 |  | R | N | Y | N | BL | ARCH:RENEW BRICK ON EDGE | Brickwork | Brick/Block Walling | Lintels and Arches | LM | 93.254 | Arch:Renew brick on edge arch in facings, bed and point in mortar to match existing, temporary supports, make good or rebuild as necessary, renew sealant fillets and remove spoil. | Arch:Renew brick on edge arch in facing bricks, bedded and pointed in cement lime mortar to match existing, supply all necessary temporary supports and make good or rebuild as necessary brickwork over arch and renew sealant and or cement mortar fillets and remove waste and debris. | 93.254
102911 |  | R | N | Y | N | BL | ARCH:RENEW BRICK ON END | Brickwork | Brick/Block Walling | Lintels and Arches | LM | 98.813 | Arch:Renew brick on end arch in facings, bed and point in mortar to match existing, temporary supports, make good or rebuild as necessary, renew sealant fillets and remove spoil. | Arch:Renew brick on end arch in facing bricks, bedded and pointed in cement lime mortar to match existing, supply all necessary temporary supports and make good or rebuild as necessary brickwork over arch and renew sealant and or cement mortar fillets and remove waste and debris. | 98.813
103101 |  | R | N | N | N | BL | CILL:RENEW SINGLE QUARRY TILE | Brickwork | Brick/Block Walling | Cills and Thresholds | NO | 15.1024 | Cill:Renew any quarry tile to cill, bed in mortar and point to match existing including clean off and all cutting and all making good and remove waste and debris. | Cill:Renew any quarry tile to cill, bed in mortar and point to match existing including clean off and all cutting and all making good and remove waste and debris. | 15.1024
103103 |  | R | N | N | N | BL | CILL:RENEW WITH 2 COURSE QUARRY TILES | Brickwork | Brick/Block Walling | Cills and Thresholds | LM | 60.5652 | Cill:Renew any cill with quarry tile cill two courses high bedded in cement mortar including carefully cutting out existing cill, insert new DPC, make good and remove spoil. | Cill:Renew any cill with quarry tile cill two courses high including carefully cutting out existing cill and prepare surfaces to receive new tiles, insert new damp proof membrane and bed new tiles in cement mortar to gradient as required, make good all brick/blockwork and all finishes disturbed and renew sealant and or cement fillets and remove waste and debris. | 60.5652
103105 |  | U | N | N | Y | BL | CILL:MAKE GOOD DAMAGED CONCRETE CILL | Brickwork | Brick/Block Walling | Cills and Thresholds | NO | 73.1989 | Cill:Hack off defective area of concrete cill, clean, treat any exposed reinforcement, insert new 6mm reinforcing bars, apply bonding agent, reform cill to existing profiles, formwork, make good. | Cill:Hack off defective area of concrete cill, clean and treat any exposed reinforcement, drill into cill and insert 6mm diameter reinforcing bars at 150mm centres, apply bonding agent and reform cill with fine concrete to match existing profiles including all necessary formwork, make good to structure and all finishes and fillets and remove waste and debris. | 73.1989
103107 |  | R | N | Y | N | BL | CILL:RENEW PCC CILL | Brickwork | Brick/Block Walling | Cills and Thresholds | LM | 85.0804 | Cill:Cut out existing cill and renew with pcc cill, bedded in cement lime mortar (1:1:6), renew DPC and make good brickwork, plasterwork, sealant and or cement fillets and remove spoil. | Cill:Cut out and remove existing cill from brick wall, prepare and lay precast concrete splay rebated twice grooved, finished fair cill with stooled ends reinforced with 2 No. 6mm diameter bars bedded in cement lime mortar (1:1:6), renew damp proof course and make good brickwork, plasterwork, sealant and or cement fillets and remove waste and debris. | 85.0804
103109 |  | U | N | N | Y | BL | CILL:REBED INDIVIDUAL BRICK TO CILL | Brickwork | Brick/Block Walling | Cills and Thresholds | NO | 7.5769 | Cill:Rebed individual brick to any type of brick cill including take off, clean and rebed and point in mortar to match existing and make good to all finishes and fillets and remove waste and debris. | Cill:Rebed individual brick to any type of brick cill including take off, clean and rebed and point in mortar to match existing and make good to all finishes and fillets and remove waste and debris. | 7.5769
103111 |  | U | N | N | Y | BL | CILL:REBED BRICK ON EDGE CILL | Brickwork | Brick/Block Walling | Cills and Thresholds | LM | 46.4171 | Cill:Rebed brick on edge cill to one brick wall including take off, clean and rebed and point in mortar to match existing and make good to all finishes and fillets and remove waste and debris. | Cill:Rebed brick on edge cill to one brick wall including take off, clean and rebed and point in mortar to match existing and make good to all finishes and fillets and remove waste and debris. | 46.4171
103113 |  | R | N | Y | N | BL | CILL:RENEW BRICK ON EDGE CILL | Brickwork | Brick/Block Walling | Cills and Thresholds | LM | 75.5114 | Cill:Renew brick on edge cill to one brick wall, new DPC, facings to match existing, bed and point in mortar (1:1:6), make good all brickwork, plasterwork, cement fillets, remove waste and debris. | Cill:Renew brick on edge cill to one brick wall including take out existing bricks, prepare and insert new damp proof course, supply and lay new facing bricks to match existing bedded and pointed in cement lime mortar (1:1:6) and make good all brickwork, plasterwork, sealant and or cement fillets and remove waste and debris. | 75.5114
103115 |  | U | N | N | Y | BL | CILL:REBED BRICK ON END CILL | Brickwork | Brick/Block Walling | Cills and Thresholds | LM | 43.6378 | Cill:Rebed brick on end soldier course to half brick wall including take off, clean and rebed and point in mortar to match existing, make good to all finishes and fillets and remove waste and debris. | Cill:Rebed brick on end soldier course to half brick wall including take off, clean and rebed and point in mortar to match existing and make good to all finishes and fillets and remove waste and debris. | 43.6378
103117 |  | R | N | Y | N | BL | CILL:RENEW BRICK ON END CILL | Brickwork | Brick/Block Walling | Cills and Thresholds | LM | 72.7318 | Cill:Renew brick on end soldier course to half brick wall, new DPC, facings to match existing bed, point in mortar (1:1:6), make good fillets brickwork, plasterwork, remove waste and debris. | Cill:Renew brick on end soldier course to half brick wall including take out existing bricks, prepare and insert new damp proof course, supply and lay new facing bricks to match existing bedded and pointed in cement lime mortar (1:1:6) and make good all brickwork, plasterwork, sealant and or cement fillets and remove waste and debris. | 72.7318
103119 |  | R | N | Y | N | BL | THRESHOLD:RENEW WITH PCC | Brickwork | Brick/Block Walling | Cills and Thresholds | NO | 92.4814 | Threshold:Break out existing and renew with pcc threshold size ne 80x140mm with water bar, finished fair on exposed faces bedded and jointed in cement lime mortar (1:1:6) and remove spoil. | Threshold:Break out existing threshold and renew with precast concrete threshold size ne 80x140mm with water bar, finished fair on exposed faces and reinforced for handling as necessary and bedded and jointed in cement lime mortar (1:1:6) and remove waste and debris. | 92.4814
103121 |  | R | N | Y | N | BL | THRESHOLD:RENEW WITH INSITU CONCRETE | Brickwork | Brick/Block Walling | Cills and Thresholds | NO | 106.8574 | Threshold:Break out existing and renew with insitu concrete (1:2:4), threshold ne 80x140mm with water bar, formwork and finished fair on exposed faces, make good all work disturbed, remove spoil. | Threshold:Break out existing threshold and renew with insitu concrete (1:2:4), threshold ne 80x140mm with water bar, including fix and strike formwork and finished fair on exposed faces and make good all work disturbed and remove waste and debris. | 106.8574
103301 |  | U | N | N | Y | BL | COPING:RENEW ISOLATED BRICK ON EDGE | Brickwork | Brick/Block Walling | Copings | NO | 9.0628 | Coping:Renew isolated brick in brick on edge coping, clean and prepare wall and brick and bed and point new brick in cement lime mortar (1:1:6) all to match existing and remove waste and debris. | Coping:Renew isolated brick in brick on edge coping including clean and prepare wall and brick and bed and point new brick in cement lime mortar (1:1:6) all to match existing and remove waste and debris. | 9.0628
103302 |  | R | N | Y | N | BL | COPING:RENEW BRICK ON EDGE | Brickwork | Brick/Block Walling | Copings | LM | 47.1542 | Coping:Take off existing brick coping to one brick wall, clean off, stack for re-use, provide additional bricks, bed and point brick on edge coping in mortar (1:1:6), remove waste and debris. | Coping:Take off existing brick coping to one brick wall, clean off suitable bricks and stack for re-use, clear away unsuitable bricks and debris, clean and prepare top of wall, supply any necessary additional bricks to match existing and bed and point brick on edge coping in cement lime mortar (1:1:6) all to match existing and remove waste and debris. | 47.1542
103303 |  | U | N | N | Y | BL | COPING:REBED BRICK ON EDGE COPING | Brickwork | Brick/Block Walling | Copings | LM | 37.256 | Coping:Take off brick coping to one brick wall, clean mortar from bricks and top of wall, clear away rubble, rebed bricks in cement lime mortar (1:1:6), point to match existing and remove spoil. | Coping:Take off brick coping to one brick wall, clean mortar from bricks and top of wall, clear away rubble, and rebed bricks in cement lime mortar (1:1:6) and point to match existing and remove waste and debris. | 37.256
103305 |  | R | N | Y | N | BL | COPING:LAY NEW BRICK ON EDGE COPING | Brickwork | Brick/Block Walling | Copings | LM | 48.7024 | Coping:Supply and lay facing bricks in brick on edge coping to one brick wall in cement lime mortar (1:1:6) and point as the work proceeds. | Coping:Supply and lay facing bricks in brick on edge coping to one brick wall in cement lime mortar (1:1:6) and point as the work proceeds. | 48.7024
103306 |  | R | N | Y | N | BL | COPING:LAY NEW BRICK ON END COPING | Brickwork | Brick/Block Walling | Copings | LM | 51.1075 | Coping:Supply and lay facing bricks in brick on end coping to half brick wall in cement lime mortar (1:1:6) and point as the work proceeds. | Coping:Supply and lay facing bricks in brick on end coping to half brick wall in cement lime mortar (1:1:6) and point as the work proceeds. | 51.1075
103307 |  | R | N | Y | N | BL | COPING:REBED PCC COPING | Brickwork | Brick/Block Walling | Copings | LM | 10.5677 | Coping:Take off precast coping ne 300mm wide, clean mortar from top of wall and coping, bed and point in cement lime mortar (1:1:6) with bonding agent and remove waste and debris. | Coping:Take off precast coping ne 300mm wide, clean mortar from top of wall and coping, bed and point in cement lime mortar (1:1:6) with bonding agent and remove waste and debris. | 10.5677
103311 |  | R | N | Y | N | BL | COPING:LAY NEW PCC COPING | Brickwork | Brick/Block Walling | Copings | LM | 25.7713 | Coping:Supply and lay new precast concrete coping ne 300mm wide in section to match existing, bedded and pointed in cement lime mortar (1:1:6) with bonding agent. | Coping:Supply and lay new precast concrete coping ne 300mm wide in section to match existing, bedded and pointed in cement lime mortar (1:1:6) with bonding agent. | 25.7713
103312 |  | R | N | Y | N | BL | COPING:RENEW PCC COPING TO MATCH | Brickwork | Brick/Block Walling | Copings | LM | 27.4391 | Coping:Take off pcc coping ne 300mm wide, clean top of wall, supply and lay new pcc coping to match existing, bed and point in mortar (1:1:6) with bonding agent, remove waste and debris. | Coping:Take off precast coping ne 300mm wide, clean mortar from top of wall, supply and lay new precast concrete coping ne 300mm wide in section to match existing, bedded and pointed in cement lime mortar (1:1:6) with bonding agent and remove waste and debris. | 27.4391
103315 |  | R | N | Y | N | BL | COPING:RENEW TILE CREASING | Brickwork | Brick/Block Walling | Copings | LM | 13.7494 | Coping:Renew any single tile creasing to wall in conjunction with coping renewal including clean off, lay, bed and point in cement lime mortar (1:1:6) to match existing and remove waste and debris. | Coping:Renew any single tile creasing to wall in conjunction with coping renewal including clean off, lay, bed and point in cement lime mortar (1:1:6) to match existing and remove waste and debris. | 13.7494
103317 |  | R | N | Y | N | BL | COPING:RENEW 2 ROW TILE CREASING | Brickwork | Brick/Block Walling | Copings | LM | 30.2667 | Coping:Renew any double tile creasing to wall in conjunction with coping renewal including clean off, lay, bed and point in cement lime mortar (1:1:6) to match existing and remove waste and debris. | Coping:Renew any double tile creasing to wall in conjunction with coping renewal including clean off, lay, bed and point in cement lime mortar (1:1:6) to match existing and remove waste and debris. | 30.2667
110001 |  | R | N | Y | N | BL | DPC:INSTALL NEW CAVITY TRAY DPC | Brickwork | Brick/Block Walling | Damp Proof Courses | LM | 63.259 | DPC:Cut out three courses of brickwork to external skin, chase internal skin, lay polypropylene base cavity tray, relay brickwork in mortar (1:1:6) and treat with waterproof solution and remove debris | DPC:Cut out three courses of brickwork to external skin, chase internal skin, supply and lay new polypropylene base cavity tray, relay three courses of brick in cement lime mortar (1:1:6) and treat with waterproof solution and remove waste and debris. | 63.259
110003 |  | R | N | Y | N | BL | DPC:INSTALL PROPRIETARY CAVITY TRAY DPC | Brickwork | Brick/Block Walling | Damp Proof Courses | LM | 103.9441 | DPC:Cut out external skin of brick/block/stone/ reconstructed stone wall, chase internal skin, build in proprietary cavity tray, relay wall in mortar (1:1:6), point to match, remove debris. | DPC:Cut out external skin of brick/block/stone/reconstructed stone wall, chase internal skin, supply and build in proprietary cavity tray, relay brick/block/stone/reconstructed stone in cement lime mortar (1:1:6) including providing any additional facing material and point to match existing, treat with waterproof solution and remove waste and debris. | 103.9441
110005 |  | R | N | Y | N | BL | WALL 11.5CM:INSERT DPC EXTERNAL | Brickwork | Brick/Block Walling | Damp Proof Courses | LM | 49.9402 | Wall 11.5cm:Cut out brickwork externally, supply and insert new polypropylene base DPC, relay and make good brickwork in mortar (1:3) and make good all finishes and remove waste and debris. | Wall 11.5cm:Cut out brickwork externally, supply and insert new polypropylene base damp proof course, relay and make good brickwork in mortar (1:3) and make good all finishes and remove waste and debris. | 49.9402
110007 |  | R | N | Y | N | BL | WALL 11.5CM:INSERT DPC INTERNAL | Brickwork | Brick/Block Walling | Damp Proof Courses | LM | 52.2521 | Wall 11.5cm:Cut out brickwork internally, supply and insert new polypropylene base DPC, relay and make good brickwork in mortar (1:3) and make good all finishes and remove waste and debris. | Wall 11.5cm:Cut out brickwork internally, supply and insert new polypropylene base damp proof course, relay and make good brickwork in mortar (1:3) and make good all finishes and remove waste and debris. | 52.2521

## Lot 9
BAF26028 DLO Support Framework – Lot 9: Whole House Refurbishment
Price Schedule
Tenderers must complete the yellow highlighted cells. Enter the proposed percentage adjustment in cell B8. Enter an uplift as a positive percentage (for example 10%) or a discount as a negative percentage (for example -10%). The adjustment is applied to every published SOR Rate and the adjusted total is shown in cell B8. All submitted prices must be fully inclusive of all costs associated with delivery unless expressly stated otherwise in the Tender Documents. No additional expenses or charges will be payable.
SOR Proposed Adjustment %
Total Amount (to be used for evaluation purposes) | 695814.4548
Document Code | New v8 | Priority | Right to Repair | Component Accounting | First Time Fix | NHF_Trade_Code | Short Description | Element | Section | Subsection | UOM | SOR Rate | Medium Description | Long Description | Adjusted SOR Rate
003003 |  | R | N | Y | N | GR | PATH:EXCAVATE LAY NE 100MM CONCRETE BED | Groundworks | Paths and Pavings | Paving - Insitu Concrete | SM | 115.3759 | Path:Excavate 250mm below finished level, remove spoil, level and compact bottoms, 150mm hardcore bed, blinded, ne 100mm concrete trowelled smooth, dishing to gullies and the like and all formwork. | Path:Excavate 250mm below required finished level, remove waste and debris, level and compact bottoms of excavations and fill, 150mm hardcore bed, blinded and ne 100mm concrete trowelled smooth including dishing to gullies and the like and all formwork. | 115.3759
003007 |  | R | N | Y | N | GR | PATH:RENEW NE 100MM CONCRETE BED AND SUB-BASE | Groundworks | Paths and Pavings | Paving - Insitu Concrete | SM | 129.2732 | Path:Renew concrete path, break up concrete, excavate, remove spoil, fill soft spots, level and compact, 150mm hardcore bed, blinded, ne 100mm concrete trowelled smooth, all labours, formwork. | Path:Renew concrete path by breaking up existing concrete and excavating 250mm below existing level, remove waste and debris, fill soft spots, level and compact bottoms of excavations and fill, 150mm hardcore bed, blinded and ne 100mm concrete trowelled smooth including dishing to gullies and the like and all formwork. | 129.2732
003009 |  | R | N | Y | N | GR | FINISH:EXTRA FOR NON-SLIP FINISH TO PATH | Groundworks | Paths and Pavings | Paving - Insitu Concrete | SM | 15.0408 | Finish:Extra for non-slip surface to concrete, carborundum grains at the rate of 1kg per sm. | Finish:Extra for non-slip surface to concrete carborundum grains at the rate of 1kg per sm. | 15.0408
003011 |  | R | N | Y | N | GR | PATH/BASE:REMOVE AND INFILL WITH TOPSOIL | Groundworks | Paths and Pavings | Paving - Insitu Concrete | SM | 82.132 | Path or Base:Break up, remove any thickness existing path or shed/outbuilding base and bed under, remove waste and debris, import topsoil, deposit to make up levels, grade to suit existing contours. | Path or Base:Break up and remove any thickness existing path or shed/outbuilding base and bed under and remove waste and debris, import topsoil and deposit to make up levels and grade to suit existing contours. | 82.132
003013 |  | R | N | Y | N | GR | PATH/BASE:REMOVE | Groundworks | Paths and Pavings | Paving - Insitu Concrete | SM | 42.7135 | Path or Base:Break up and remove any thickness existing path or shed/outbuilding base and bed under, remove waste and debris, leave to receive new paving (measured separately). | Path or Base:Break up and remove any thickness existing path or shed/outbuilding base and bed under and remove waste and debris, leave to receive new paving (measured separately). | 42.7135
003015 |  | R | N | Y | N | GR | PATH/BASE:REMOVE AND INFILL WITH GRAVEL | Groundworks | Paths and Pavings | Paving - Insitu Concrete | SM | 87.631 | Path or Base:Break up and remove any thickness existing path or shed/outbuilding base and bed under, remove waste and debris, import gravel and deposit to make up levels, grade to existing contours. | Path or Base:Break up and remove any thickness existing path or shed/outbuilding base and bed under and remove waste and debris, import gravel and deposit to make up levels and grade to suit existing contours. | 87.631
003101 |  | R | N | N | N | GR | AGGREGATE:REMOVE DISPOSE MAKE GOOD | Groundworks | Paths and Pavings | Paving - Aggregate | SM | 19.4562 | Aggregate:Excavate aggregate base ne 200mm, transport and dispose at an authorised recycling centre, fill in resulting cavity or hole with soil, make good to surfacing, remove waste and debris. | Aggregate:Excavate aggregate base ne 200mm, transport and dispose at an authorised recycling centre, fill in resulting cavity or hole with soil and make good to surrounding surfacing, remove waste and debris. | 19.4562
005001 |  | R | N | Y | N | GR | MACADAM:EXCAVATE AND LAY 70MM PAVING | Groundworks | Paths and Pavings | Paving - Coated Macadam | SM | 83.1317 | Macadam:Excavate 145mm below finished level, remove spoil, level and compact bottoms, fill in layers, 75mm crusher run stone blinding, 50mm base macadam and 20mm wearing macadam, all labours. | Macadam:Excavate 145mm below required finished level, remove waste and debris, level and compact bottoms of excavations and fill in layers, 75mm crusher run broken stone blinding, 50mm base course of 20mm nominal size open-textured macadam and 20mm wearing course of 6mm nominal medium textured macadam laid to falls, crossfalls and slopes. | 83.1317
005003 |  | R | N | Y | N | GR | MACADAM:RENEW 70MM PAVING | Groundworks | Paths and Pavings | Paving - Coated Macadam | SM | 88.6906 | Macadam:Renew macadam, break out up to 145mm, remove spoil, fill soft spots, level and compact bottoms, fill in layers, 75mm stone, 50mm base macadam, 20mm wearing course macadam, all labours. | Macadam:Renew macadam by breaking up existing paving and excavations 145mm below existing level, remove waste and debris, fill soft spots, level and compact bottoms of excavations and fill in layers, 75mm crusher run of broken stone, blinding, 50mm base course of 20mm nominal size open textured macadam and 20mm wearing course of 6mm nominal size medium textured macadam laid to falls, crossfalls and slopes, make good to existing finishes. | 88.6906
005051 |  | R | N | Y | N | GR | MACADAM:REPAIR POT HOLE NE 50MM DEEP | Groundworks | Paths and Pavings | Paving - Coated Macadam | IT | 48.9247 | Macadam:Repair pot hole in patch ne 1.00 sm, compact sub-base, lay 20mm dense base course macadam 25mm, 6mm dense wearing course macadam 25mm deep, joints, make good, remove waste and debris. | Macadam:Repair pot hole in patch ne 1.00 square metres, remove waste and debris, grade and compact surface of sub-base, lay 20mm dense base course macadam to a depth of 25mm, and a 6mm dense wearing course macadam to a depth of 25mm laid to falls, crossfalls and slopes including joints to any existing finishes, road gullies, manhole covers etc. | 48.9247
005053 |  | R | N | Y | N | GR | MACADAM:REPAIR POT HOLE NE 75MM DEEP | Groundworks | Paths and Pavings | Paving - Coated Macadam | IT | 70.5724 | Macadam:Repair pot hole in patch ne 1.00 sm, compact sub-base, lay 20mm dense base course macadam 50mm, 6mm dense wearing course macadam 25mm deep, joints, make good, remove waste and debris. | Macadam:Repair pot hole in patch ne 1.00 square metres, remove waste and debris, grade and compact surface of sub-base, lay 20mm dense base course macadam to a depth of 50mm, and a 6mm dense wearing course macadam to a depth of 25mm laid to falls, crossfalls and slopes including joints to any existing finishes, road gullies, manhole covers etc. | 70.5724
005055 |  | R | N | Y | N | GR | MACADAM:REPAIR POT HOLE NE 100MM DEEP | Groundworks | Paths and Pavings | Paving - Coated Macadam | IT | 97.2629 | Macadam:Repair pot hole in patch ne 1.00 sm, compact sub-base, lay 20mm dense base course macadam 75mm, 6mm dense wearing course macadam 25mm deep, joints, make good, remove waste and debris. | Macadam:Repair pot hole in patch ne 1.00 square metres, remove waste and debris, grade and compact surface of sub-base, lay 20mm dense base course macadam to a depth of 75mm, and a 6mm dense wearing course macadam to a depth of 25mm laid to falls, crossfalls and slopes including joints to any existing finishes, road gullies, manhole covers etc. | 97.2629
005101 |  | R | N | Y | N | GR | PAVING:RENEW 60MM BITMAC SURFACING | Groundworks | Paths and Pavings | Paving - Bitmac | SM | 79.0171 | Paving:Renew bitmac, break up existing, remove spoil, fill, level compact sub-base, 20mm dense bitmac in 40mm base course, 6mm dense bitmac in 20mm wearing course laid to falls, crossfalls and slopes. | Paving:Renew bitmac by breaking up existing surfacing, remove spoil, fill soft spots or pot holes with granular material, level or grade and compact surface of sub-base, lay 20mm dense base course bitmac to a depth of 40mm, and a 6mm dense wearing course bitmac to a depth of 20mm laid to falls, crossfalls and slopes including joints to any existing finishes. | 79.0171
005103 |  | R | N | Y | N | GR | PAVING:RENEW 90MM BITMAC SURFACING | Groundworks | Paths and Pavings | Paving - Bitmac | SM | 117.4103 | Paving:Renew bitmac, break up existing, remove spoil, fill, level compact sub-base, 20mm dense bitmac in 65mm base course, 6mm dense bitmac in 25mm wearing course laid to falls, crossfalls and slopes. | Paving:Renew bitmac by breaking up existing surfacing, remove spoil, fill soft spots or pot holes with granular material, level or grade and compact surface of sub-base, lay 20mm dense base course bitmac to a depth of 65mm, and a 6mm dense wearing course bitmac to a depth of 25mm laid to falls, crossfalls and slopes including joints to any existing finishes. | 117.4103
007001 |  | R | N | Y | N | GR | FLAG:EXCAVATE AND LAY NEW PRECAST CONCRETE - 50MM | Groundworks | Paths and Pavings | Paving - Precast Concrete Flag | SM | 98.4317 | Flag:Excavate 150mm below finished level, remove spoil, lay 75mm stone blinding, lay 50mm standard size pcc paving flags on 25mm bed of cement mortar (1:4) point up joints and all labours. | Flag:Excavate 150mm below required finished level, remove waste and debris, and fill in layers, including compacting 75mm crusher run of broken stone blinding and lay 50mm standard size precast concrete paving flags on 25mm bed of cement mortar (1:4) including point up joints and all cutting and dishing to gullies, covers and the like. | 98.4317
007005 |  | U | N | N | Y | GR | FLAG:LIFT AND REBED SINGLE PCC PAVING | Groundworks | Paths and Pavings | Paving - Precast Concrete Flag | NO | 13.966 | Flag:Lift any size existing precast concrete paving flag, fill and compact hardcore to soft spots and rebed existing flag on 25mm bed of cement mortar (1:4) and point up joints. | Flag:Lift any size existing precast concrete paving flag, fill and compact hardcore to soft spots and rebed existing flag on 25mm bed of cement mortar (1:4) and point up joints. | 13.966
007007 |  | U | N | N | Y | GR | FLAGS:LIFT AND REBED PCC PAVING | Groundworks | Paths and Pavings | Paving - Precast Concrete Flag | SM | 31.4968 | Flag:Lift any size existing precast concrete paving flag, fill and compact hardcore to soft spots and rebed existing flags on 25mm bed of cement mortar (1:4) and point up joints. | Flag:Lift any size existing precast concrete paving flag, fill and compact hardcore to soft spots and rebed existing flags on 25mm bed of cement mortar (1:4) and point up joints. | 31.4968
007009 |  | R | N | Y | N | GR | FLAG:RENEW SINGLE PCC PAVING | Groundworks | Paths and Pavings | Paving - Precast Concrete Flag | NO | 27.3742 | Flag:Lift remnants of existing 50mm standard size pcc paving flag, remove spoil, fill and compact hardcore to soft spots, lay new flag on 25mm mortar (1:4), point up joints and all labours. | Flag:Lift remnants of existing 50mm standard size precast concrete paving flag, remove waste and debris, fill and compact hardcore to soft spots and lay new flag on 25mm bed of cement mortar (1:4), point up joints including any additional cutting and fitting to suit. | 27.3742
007011 |  | R | N | Y | N | GR | FLAGS:RENEW PCC PAVING | Groundworks | Paths and Pavings | Paving - Precast Concrete Flag | SM | 68.4688 | Flag:Lift remnants of existing 50mm standard size pcc paving flags, remove spoil, fill and compact hardcore to soft spots, lay new flags on 25mm mortar (1:4), point up joints and all labours. | Flag:Lift remnants of existing 50mm standard size precast concrete paving flag, remove waste and debris, fill and compact hardcore to soft spots and lay new paving on 25mm bed of cement mortar (1:4), point up joints including any additional cutting and fitting to suit. | 68.4688
007019 |  | U | N | N | Y | GR | FLAG:REPOINT PCC PAVING | Groundworks | Paths and Pavings | Paving - Precast Concrete Flag | SM | 12.8143 | Flag:Repoint pcc paving, rake out joints, repoint with cement mortar (1:4). | Flag:Repoint pcc paving, rake out joints, repoint with cement mortar (1:4). | 12.8143
007021 |  | U | N | N | Y | GR | FLAG:FILLET POINT JOINT TO WALL | Groundworks | Paths and Pavings | Paving - Precast Concrete Flag | LM | 5.3535 | Flag:Rake out existing and or fillet point in cement mortar (1:4), joint between edges of paving and wall and abutment. | Flag:Rake out existing and or fillet point in cement mortar (1:4), joint between edges of paving and wall and abutment. | 5.3535
009001 |  | U | N | N | Y | GR | PAVING:REBED BRICK PAVING-MORTAR OR SAND | Groundworks | Paths and Pavings | Paving - Brick | SM | 76.4711 | Paving:Take up loose brick paving, set aside, make up levels and soft spots, clean bed and bricks, relay brick paving, joint and point in cement mortar (1:4) or joint filling sand, all bonding. | Paving:Take up loose brick paving, set aside, make up levels and soft spots to sand bed as necessary and relay brick paving including jointing and pointing in cement mortar (1:4) or joint filling sand including all bonding. | 76.4711
009005 |  | R | N | Y | N | GR | PAVING:RENEW BRICK PAVING-MORTAR OR SAND | Groundworks | Paths and Pavings | Paving - Brick | SM | 125.4945 | Paving:Renew brick paving, take up and remove spoil, fill and compact hardcore to soft spots and lay new paving on 25mm bed of mortar (1:4) or 50mm sand bed, all pointing, bonding and labours. | Paving:Renew brick paving including take up existing, remove surplus spoil, fill and compact hardcore to soft spots and lay new paving on 25mm bed of cement mortar (1:4) or 50mm sand bed including all pointing and cutting and bonding. | 125.4945
009009 |  | R | N | Y | N | GR | PAVING:LAY NEW BRICK PAVING-MORTAR OR SAND | Groundworks | Paths and Pavings | Paving - Brick | SM | 129.7622 | Paving:Supply and lay new brick paving including excavate to level, lay 100mm hardcore bed and new paving on 25mm bed of cement mortar (1:4) or 50mm sand bed, all pointing and cutting and bonding. | Paving:Supply and lay new brick paving including excavate to level, lay 100mm hardcore bed and lay new paving on 25mm bed of cement mortar (1:4) or 50mm sand bed including all pointing and cutting and bonding. | 129.7622
009011 |  | R | N | Y | N | GR | PAVING:REGROUT WITH SAND | Groundworks | Paths and Pavings | Paving - Brick | SM | 8.5021 | Paving:Rake out joints of existing brick or block paving, remove defective jointing material and neatly fill joints with dry sand of a colour to match existing. | Paving:Rake out joints of existing brick or block paving, remove defective jointing material and neatly fill joints with dry sand of a colour to match existing. | 8.5021
009013 |  | R | N | Y | N | GR | PAVING:RENEW GRAVEL PAVING 30MM | Groundworks | Paths and Pavings | Paving - Gravel | SM | 14.6671 | Paving:Renew gravel paving to paths and driveways ne 30mm thick including take up and clear away existing, supply, spread and level washed gravel to existing surfaces. | Paving:Renew gravel paving to paths and driveways ne 30mm thick including take up and clear away existing, remove waste and debris, supply, spread and level washed gravel to existing surfaces. | 14.6671
011001 |  | U | N | N | Y | GR | PAVING:TEMPORARY CONCRETE REPAIR | Groundworks | Paths and Pavings | Paving - Temporary Repairs | IT | 44.1445 | Paving:Break out existing defective paving of any type ne 100mm thick, fill in void with lean mix concrete ensuring flush edges to existing finishes in areas ne 1.00sm, remove waste and debris. | Paving:Break out existing defective paving of any type if necessary ne 100mm thick, fill in void with lean mix concrete ensuring flush edges to existing finishes in areas ne 1.00sm, remove waste and debris. | 44.1445
011101 |  | R | N | Y | N | GR | HARDCORE:ADDITIONAL SUB-BASE OR BED NE 150 | Groundworks | Paths and Pavings | Hardcore | SM | 52.2592 | Hardcore:Extra for additional hardcore sub-base or bed ne 150mm thick laid under any type of paving excavate, remove spoil, level, compact bottoms (to be specifically ordered by CR). | Hardcore:Extra for additional hardcore sub-base or bed ne 150mm thick laid under any type of paving including excavate, remove spoil, level and compact bottoms, remove waste and debris (to be charged only when specifically ordered by Client Representative). | 52.2592
011501 |  | R | N | Y | N | GR | EXCAVATION:REMOVE TOPSOIL 150MM MOVE NE 20M | Groundworks | Paths and Pavings | Excavation to Gardens etc. | SM | 16.6767 | Excavation:Excavate over site ne 150mm deep to remove top soil, load and wheel to spoilheap ne 20 metres, and deposit in spoilheap for future use. | Excavation:Excavate over site ne 150mm deep to remove top soil, load and wheel to spoilheap ne 20 metres, and deposit in spoilheap for future use. | 16.6767
011503 |  | R | N | Y | N | GR | EXCAVATION:REMOVE TOPSOIL 150MM MOVE NE 50M | Groundworks | Paths and Pavings | Excavation to Gardens etc. | SM | 19.4562 | Excavation:Excavate over site ne 150mm deep to remove top soil, load and wheel to spoilheap ne 50 metres, and deposit in spoilheap for future use. | Excavation:Excavate over site ne 150mm deep to remove top soil, load and wheel to spoilheap ne 50 metres, and deposit in spoilheap for future use. | 19.4562
011505 |  | R | N | Y | N | GR | EXCAVATION:REDUCE LEVELS NE 150MM DISPOSE | Groundworks | Paths and Pavings | Excavation to Gardens etc. | SM | 30.6003 | Excavation:Excavate over site to reduce levels ne 150mm deep, load and dispose of spoil off site. | Excavation:Excavate over site to reduce levels ne 150mm deep, load and dispose of spoil off site. | 30.6003
011507 |  | R | N | Y | N | GR | EXCAVATION:REDUCE LEVELS 150-300MM DISPOSE | Groundworks | Paths and Pavings | Excavation to Gardens etc. | SM | 57.9873 | Excavation:Excavate over site to reduce levels over 150mm and ne 300mm deep, load and dispose of spoil off site. | Excavation:Excavate over site to reduce levels over 150mm and ne 300mm deep, load and dispose of spoil off site. | 57.9873
011509 |  | R | N | Y | N | GR | EXCAVATION:REDUCE LEVELS 300-450MM DISPOSE | Groundworks | Paths and Pavings | Excavation to Gardens etc. | SM | 94.4844 | Excavation:Excavate over site to reduce levels over 300mm and ne 450mm deep, load and dispose of spoil off site. | Excavation:Excavate over site to reduce levels over 300mm and ne 450mm deep, load and dispose of spoil off site. | 94.4844
011511 |  | R | N | Y | N | GR | EXCAVATION:REDUCE LEVELS OVER 450MM DISPOSE | Groundworks | Paths and Pavings | Excavation to Gardens etc. | CM | 243.187 | Excavation:Excavate over site to reduce levels over 450mm deep, load and dispose of spoil off site. | Excavation:Excavate over site to reduce levels over 450mm deep, load and dispose of spoil off site. | 243.187
011513 |  | R | N | Y | N | GR | TOP SOIL:EXCAVATE SPOILHEAP 20M AND SPREAD | Groundworks | Paths and Pavings | Excavation to Gardens etc. | SM | 13.8973 | Topsoil:Excavate in existing topsoil spoilheap, load and wheel ne 20 metres, deposit and spread, grade or level in bed 150mm deep. | Topsoil:Excavate in existing topsoil spoilheap, load and wheel ne 20 metres, deposit and spread, grade or level in bed 150mm deep. | 13.8973
011515 |  | R | N | Y | N | GR | TOP SOIL:EXCAVATE SPOILHEAP 50M AND SPREAD | Groundworks | Paths and Pavings | Excavation to Gardens etc. | SM | 16.6767 | Topsoil:Excavate in existing topsoil spoilheap, load and wheel ne 50 metres, deposit and spread, grade or level in bed 150mm deep. | Topsoil:Excavate in existing topsoil spoilheap, load and wheel ne 50 metres, deposit and spread, grade or level in bed 150mm deep. | 16.6767
011517 |  | R | N | Y | N | GR | TOP SOIL:EXCAVATE SPOILHEAP 20M SPREAD ROTAVATE | Groundworks | Paths and Pavings | Excavation to Gardens etc. | SM | 17.7885 | Topsoil:Excavate in existing topsoil spoilheap, load and wheel ne 20 metres, deposit and spread, grade or level in bed 150mm deep, lightly rotavate surface for cultivation. | Topsoil:Excavate in existing topsoil spoilheap, load and wheel ne 20 metres, deposit and spread, grade or level in bed 150mm deep, lightly rotavate surface for cultivation. | 17.7885
011519 |  | R | N | Y | N | GR | TOP SOIL:EXCAVATE SPOILHEAP 50M SPREAD ROTAVATE | Groundworks | Paths and Pavings | Excavation to Gardens etc. | SM | 20.568 | Topsoil:Excavate in existing topsoil spoilheap, load and wheel ne 50 metres, deposit and spread, grade or level in bed 150mm deep, lightly rotavate surface for cultivation. | Topsoil:Excavate in existing topsoil spoilheap, load and wheel ne 50 metres, deposit and spread, grade or level in bed 150mm deep, lightly rotavate surface for cultivation. | 20.568
011521 |  | R | N | Y | N | GR | IMPORTED TOPSOIL:DEPOSIT AND SPREAD | Groundworks | Paths and Pavings | Excavation to Gardens etc. | SM | 89.2736 | Imported Topsoil:Import topsoil and deposit in bed ne 150mm deep, grade or level to suit contours and prepare either for cultivation or grass seeding. | Imported Topsoil:Import topsoil and deposit in bed ne 150mm deep, grade or level to suit contours and prepare either for cultivation or grass seeding. | 89.2736
011522 |  | R | N | N | N | GR | IMPORTED TOPSOIL:DEPOSIT AND SPREAD ALONG EDGINGS | Groundworks | Paths and Pavings | Excavation to Gardens etc. | LM | 26.5539 | Imported Topsoil:Import topsoil and deposit in bed ne 150mm deep 300mm wide along edgings, grade or level to suit contours and prepare either for cultivation or grass seeding. | Imported Topsoil:Import topsoil and deposit in bed ne 150mm deep 300mm wide along edgings, grade or level to suit contours and prepare either for cultivation or grass seeding. | 26.5539
011523 |  | R | N | Y | N | GR | GARDEN AREA:CLEAR CULTIVATE | Groundworks | Paths and Pavings | Excavation to Gardens etc. | SM | 46.5552 | Garden Area:Following clearance of all litter, rubbish, scrap metal, timber, broken glass, garden debris, dumped materials, (see separate clearance items), rotavate garden, prepare for cultivation. | Garden Area:Following clearance of garden area of all litter, rubbish including scrap metal, timber, broken glass, garden debris, dumped materials (see separate garden clearance items), rotavate garden to remove weeds, tree or shrub roots etc. and prepare for cultivation. | 46.5552
011525 |  | R | N | Y | N | GR | GARDEN AREA:APPLY GRASS SEEDS | Groundworks | Paths and Pavings | Excavation to Gardens etc. | SM | 1.8783 | Garden Area:Supply and sow approved grass seed by hand at the rate of 50g per square metre. | Garden Area:Supply and sow approved grass seed by hand at the rate of 50g per square metre. | 1.8783
011531 |  | R | N | N | N | GR | BARK:IMPORT DEPOSIT AND SPREAD | Groundworks | Paths and Pavings | Paving - Bark | SM | 64.5324 | Bark:Import playground grade non staining bark and deposit in bed ne 300mm deep, grade or level to suit contours. | Bark:Import playground grade non staining bark and deposit in bed ne 300mm deep, grade or level to suit contours. | 64.5324
011533 |  | U | N | N | Y | GR | BARK:ROTAVATE BARK | Groundworks | Paths and Pavings | Paving - Bark | SM | 7.167 | Bark:Rotavate bark including use of machinery. | Bark:Rotavate bark including use of machinery. | 7.167
011535 |  | U | N | N | Y | GR | BARK:REMOVE DISPOSE MAKE GOOD | Groundworks | Paths and Pavings | Paving - Bark | SM | 19.4562 | Bark:Excavate bark or other loose fill material ne 300mm, transport and dispose at an authorised recycling centre, fill in cavity or hole with soil, make good to surfacing, remove waste, debris. | Bark:Excavate bark or any other loose fill material ne 300mm, transport and dispose at an authorised recycling centre, fill in resulting cavity or hole with soil and make good to surrounding surfacing, remove waste and debris. | 19.4562
013001 |  | R | N | N | N | GR | STEP:FORM OR RENEW STEP IN CONCRETE PAVING | Groundworks | Steps, Stairs and Ramps | Insitu and Precast Concrete | IT | 77.8144 | Step:Form or renew step up to 1000x300x200mm in concrete paving including all necessary excavation, hardcore, extra concrete, formwork, surfaces trowelled smooth, make good, remove spoil. | Step:Form step ne 1000x300x200mm in concrete paving including all necessary excavation, hardcore, extra concrete and all formwork with surfaces trowelled smooth, make good to adjacent finishes and remove waste and debris. | 77.8144
013005 |  | R | N | N | N | GR | STEP:FORM OR RENEW PCC STEP IN PAVING | Groundworks | Steps, Stairs and Ramps | Insitu and Precast Concrete | IT | 75.0079 | Step:Form or renew step in pcc paving ne 1000x300x200mm including all extra excavation, hardcore, blinding bed pcc flags to steps and risers on 25mm mortar bed, all cutting, make good, remove spoil. | Step:Form or renew step in precast concrete paving ne 1000x300x200mm including all extra excavation, hardcore, blinding and bed precast concrete flags to steps and risers on 25mm mortar bed including all cutting, make good to adjacent finishes and remove waste and debris. | 75.0079
013009 |  | R | N | N | N | GR | STEP:FORM BRICK-ON-EDGE STEP | Groundworks | Steps, Stairs and Ramps | Insitu and Precast Concrete | LM | 37.4793 | Step:Form step with approved brick-on-edge, bedded and pointed in cement mortar (1:4). | Step:Form step with approved brick on edge, bedded and pointed in cement mortar (1:4). | 37.4793
013011 |  | U | N | N | Y | GR | STEP:REPAIR DAMAGED CONCRETE | Groundworks | Steps, Stairs and Ramps | Insitu and Precast Concrete | IT | 30.0278 | Step:Cut out damaged section and repair step as necessary with concrete (1:1:5:3) or cement and sand polymer enhanced cementitious mortar including formwork and trowel finish. | Step:Cut out damaged section and repair step as necessary with concrete (1:1:5:3) or cement and sand polymer enhanced cementitious mortar including formwork and trowel finish. | 30.0278
013013 |  | U | N | N | Y | GR | STEP:REFIX AND BED LOOSE STEP | Groundworks | Steps, Stairs and Ramps | Insitu and Precast Concrete | IT | 10.9123 | Step:Rebed loose precast concrete step or loose bricks to brick step including remove existing, clean off as necessary and rebed in cement mortar (1:4) (per step). | Step:Rebed loose precast concrete step or loose bricks to brick step including remove existing, clean off as necessary and rebed in cement mortar (1:4) (per step). | 10.9123
013015 |  | R | N | Y | N | GR | RAMP:CONSTRUCT CONCRETE RAMP | Groundworks | Steps, Stairs and Ramps | Insitu and Precast Concrete | LM | 178.7108 | Ramp:Construct insitu concrete ramp average 150mm thick, ne 1.50m wide 100mm high kerbs both sides, laid to 1:12 gradient, pinked finish including all excavation, hardcore, reinforcement and formwork. | Ramp:Construct insitu concrete ramp average 150mm thick, ne 1.5m wide overall with 50mm high insitu concrete kerbs to both sides, laid to any gradient specified ne 1:15 with pinked finish including all excavation, remove waste and debris, hardcore, reinforcement and formwork. | 178.7108
015003 |  | R | N | Y | N | GR | FLOOR:RENEW INTERNAL CONCRETE INSULATION | Foundations | Floor - Concrete Internal Renewal | Floor - Concrete Internal Renewal | SM | 228.6206 | Floor:Break up existing floor complete, excavate lay ne 175mm hardcore, sand blinding, 1200 dpm, 50mm Jablite, 150mm concrete, ne 65mm screed, remove refix skirtings, make good. | Floor:Renew complete any floor with new concrete floor including break up existing floor, applied finish and sub-base under and remove waste and debris, excavate as necessary, compact bottoms and lay and compact ne 175mm hardcore bed blinded with sand, lay 1200 gauge polythene damp proof membrane, 50mm Jablite or other equal and approved insulation board, both membrane and board turned up 150mm at edges, 150mm concrete slab (1:2:4) with mesh reinforcement and ne 65mm cement and sand floor screed trowelled smooth to receive floor finish, remove and refix skirtings as necessary and make good all finishes. | 228.6206
015007 |  | R | N | Y | N | GR | FLOOR:NEW INTERNAL CONCRETE WITH INSULATION | Foundations | Floor - Concrete Internal New | Floor - Concrete Internal New | SM | 209.7203 | Floor:Excavate as necessary, lay ne 175mm hardcore, sand blinding, lay 1200 dpm 50mm Jablite 150mm concrete, mesh, ne 65mm screed trowelled smooth, remove refix skirtings, make good. | Floor:Excavate as necessary, remove waste and debris, compact bottoms and lay and compact ne 175mm hardcore bed blinded with sand, lay 1200 gauge polythene damp proof membrane, 50mm Jablite or other equal and approved insulation board, both membrane and board turned up 150mm at edges, 150mm concrete slab (1:2:4) with mesh reinforcement and ne 65mm cement and sand floor screed trowelled smooth to receive floor finish, remove and refix skirtings as necessary and make good all finishes. | 209.7203
015501 |  | R | N | Y | N | GR | FLOOR:HARDCORE FILL UNDER FLOOR | Specialist Treatments | Fungus and Beetle Eradication and DPC Works | Works to Sub-Floors | CM | 148.8656 | Floor:Fill under floor with clean broken and graded hardcore or other filling to approval of CR, to receive pvc membrane and concrete floor, all in conjunction with injected DPC treatment. | Floor:Fill under floor with clean broken and graded hardcore or other filling to approval of Client Representative, consolidate and blind ready to receive PVC membrane and concrete floor slab as specified all in conjunction with injected damp proof course wall treatment. | 148.8656
017110 |  | R | N | Y | N | FE | FENCING:RENEW NE 1.2M BOARD PCC POST GRAVEL BOARD | Fencing and Gates | Fencing | Fencing - Boarded | LM | 128.1575 | Fencing:Renew or supply new ne 1.05m timber vertical board fencing, take down existing, remove debris, set pcc posts at ne 1.80m centres, two rails fixed to posts, vertical boards, pcc gravel board. | Fencing:Renew or supply new ne 1.05m tanalised timber vertical board fencing including for taking down remnants of existing fence and posts set in concrete, remove waste and debris, and set 100x100mm x 1.65m long concrete posts in concrete at ne 1.80m centres with two 69x44mm softwood rails bolted to posts and 144x20mm vertical boards nailed to rails, bull wire clipped to boards, precast concrete gravel board with centre prop (measured per metre run of fencing). | 128.1575
017111 |  | R | N | Y | N | FE | FENCING:RENEW NE 1.2M BOARD TIMBER POST | Fencing and Gates | Fencing | Fencing - Boarded | LM | 105.0902 | Fencing:Renew or supply new ne 1.05m timber vertical board fencing, take down existing, remove debris, set timber posts at ne 1.80m centres, two rails fixed to posts vertical boards gravel board. | Fencing:Renew or supply new ne 1.05m tanalised timber vertical board fencing including for taking down remnants of existing fence and posts set in concrete, remove waste and debris, and set 100x100mm x 1.65m long softwood posts in concrete at ne 1.80m centres with two 69x44mm softwood rails bolted to posts and 144x20mm vertical boards nailed to rails, bull wire clipped to boards, softwood gravel board with centre prop (measured per metre run of fencing). | 105.0902
017113 |  | R | N | Y | N | FE | FENCING:RENEW NE 1.8M BOARD PCC POST | Fencing and Gates | Fencing | Fencing - Boarded | LM | 154.9102 | Fencing:Renew or supply new ne 1.65m timber vertical board fencing, take down existing, remove debris, excavation, set PCC posts at ne 1.80m centres, three rails fixed to posts, vertical boards. | Fencing:Renew or supply new ne 1.65m high tanalised timber vertical board fencing including for taking down remnants of existing fence and posts set in concrete, remove waste and debris, and set 125x125mm x 2.25m long concrete posts in concrete at ne 1.80m centres with three softwood rails 69x44mm bolted to posts and 144x20mm vertical boards nailed to rails, bull wire clipped to boards 25x150mm softwood gravel board with centre prop (measured per metre run of fencing). | 154.9102
017114 |  | R | N | Y | N | FE | FENCING:RENEW NE 1.8M BOARD PCC POST GRAVEL BOARD | Fencing and Gates | Fencing | Fencing - Boarded | LM | 166.7455 | Fencing:Renew or supply new ne 1.65m timber vertical board fencing, take down existing, remove debris, set pcc posts at ne 1.80m centres, three rails fixed to posts, vertical boards, gravel board. | Fencing:Renew or supply new ne 1.65m high tanalised timber vertical board fencing including for taking down remnants of existing fence and posts set in concrete, remove waste and debris, and set 125x125mm x 2.25m long concrete posts in concrete at ne 1.80m centres with three softwood rails 69x44mm bolted to posts and 144x20mm vertical boards nailed to rails, bull wire clipped to boards, precast concrete gravel board with centre prop (measured per metre run of fencing). | 166.7455
017117 |  | R | N | N | N | FE | FENCING:RENEW SOFTWOOD RAIL | Fencing and Gates | Fencing | Fencing - Boarded | NO | 32.1403 | Fencing:Renew 69x44mm softwood rail ne 2.00m long bolted to concrete or timber post, remove vertical boards as necessary, renew rail, renail existing vertical boards, remove waste and debris. | Fencing:Renew 69x44mm softwood rail ne 2.00m long bolted to concrete or timber post by carefully removing vertical boards as necessary, renew rail, renail existing vertical boards, remove waste and debris. | 32.1403
017119 |  | R | N | N | N | FE | FENCING:RENEW 2ND AND 3RD RAIL | Fencing and Gates | Fencing | Fencing - Boarded | NO | 11.5723 | Fencing:Renew second or third 69x44mm softwood rail ne 2.00m long, whilst vertical boards removed, remove waste and debris. | Fencing:Renew second or third 69x44mm softwood rail ne 2.00m long, whilst vertical boards removed, remove waste and debris. | 11.5723
017121 |  | R | N | N | N | FE | FENCING:RENEW VERTICAL BOARD NE 1.05M | Fencing and Gates | Fencing | Fencing - Boarded | NO | 6.0264 | Fencing:Renew 144x20mm softwood vertical board ne 1.05m high, remove waste and debris. | Fencing:Renew 144x20mm softwood vertical board ne 1.05m high, remove waste and debris. | 6.0264
017122 |  | R | N | N | N | FE | FENCING:RENEW RUN OF VERTICAL BOARD NE 1.05M | Fencing and Gates | Fencing | Fencing - Boarded | LM | 63.7735 | Fencing:Renew 144x20mm softwood vertical boarding ne 1.05m high to closeboarded fence high complete with fixing, wire clipped to boards, remove waste and debris (measured per metre run of fencing). | Fencing:Renew 144x20mm softwood vertical boarding ne 1.05m high to closeboarded fence high complete with fixing, wire clipped to boards, remove waste and debris (measured per metre run of fencing). | 63.7735
017123 |  | R | N | N | N | FE | FENCING:RENEW VERTICAL BOARD NE 1.675M | Fencing and Gates | Fencing | Fencing - Boarded | NO | 7.7055 | Fencing:Renew 144x20mm softwood vertical board ne 1.65m high, remove waste and debris. | Fencing:Renew 144x20mm softwood vertical board ne 1.65m high, remove waste and debris. | 7.7055
017124 |  | R | N | N | N | FE | FENCING:RENEW RUN OF VERTICAL BOARD NE 1.675M | Fencing and Gates | Fencing | Fencing - Boarded | LM | 83.7869 | Fencing:Renew 144x20mm softwood vertical boarding ne 1.65m high to closeboarded fence complete with fixing, wire clipped to boards, remove waste and debris (measured per metre run of fencing). | Fencing:Renew 144x20mm softwood vertical boarding ne 1.65m high to closeboarded fence complete with fixing, wire clipped to boards, remove waste and debris (measured per metre run of fencing). | 83.7869
017125 |  | U | N | N | Y | FE | FENCING:REMOVE BOARD FENCE | Fencing and Gates | Fencing | Fencing - Boarded | LM | 15.1892 | Fencing:Take down and remove any height vertical board fence with concrete and or timber posts set in concrete, softwood rails, gravel board and vertical boards, remove debris, fill post holes. | Fencing:Take down and remove any height vertical board fence consisting of concrete and or timber posts set in concrete, softwood rails, gravel board and vertical boards and remove waste and debris, fill post holes with top soil and reinstate paths and gardens (measured per metre run of fencing). | 15.1892
017127 |  | R | N | N | N | FE | FENCING:RENEW TIMBER GRAVEL BOARD | Fencing and Gates | Fencing | Fencing - Boarded | NO | 20.1685 | Fencing:Renew or supply and fix new 25x150mm tanalised gravel board and centre prop, remove existing, excavate, cut, trim existing fence boards as necessary, fix board, remove spoil. | Fencing:Renew or supply and fix new 25x150mm tanalised softwood gravel board and centre prop including remove existing, excavate as necessary, cut and or trim existing fence boards as necessary and fix gravel board with galvanised nails, remove waste and debris. | 20.1685
017128 |  | R | N | Y | N | FE | FENCING:RENEW PCC GRAVEL BOARD | Fencing and Gates | Fencing | Fencing - Boarded | NO | 36.3496 | Fencing:Renew or supply and fix new ne 50x225mm pcc gravel board and centre prop, remove existing, excavate as necessary, cut and or trim existing fence boards as necessary, fix board, remove spoil. | Fencing:Renew or supply and fix new ne 50x225mm precast concrete gravel board and centre prop including remove existing, excavate as necessary, cut and or trim existing fence boards as necessary and fix gravel board with cleats and or bolts, remove waste and debris. | 36.3496
017201 |  | R | N | Y | N | FE | FENCING:RENEW CHESTNUT NE 1.5M AND POSTS | Fencing and Gates | Fencing | Fencing - Chestnut Pale | LM | 27.0832 | Fencing:Renew chestnut pale fencing ne 1.50m high take down existing, remove spoil, renew 60mm dia chestnut posts at 2.22m centres and chestnut pales at 75mm centres, with galvanised straining wire. | Fencing:Renew chestnut pale fencing ne 1.50m high including for taking down remnants of existing fence and posts, remove waste and debris, and renew by driving in 60mm diameter sweet chestnut posts at 2.22m centres including galvanised accessories and sweet chestnut struts and chestnut pales at 75mm centres, fixed at head and bottom with galvanised straining wire (measured per metre run of fencing). | 27.0832
017205 |  | R | N | Y | N | FE | FENCING:RENEW CHESTNUT NE 1.5M | Fencing and Gates | Fencing | Fencing - Chestnut Pale | LM | 17.4994 | Fencing:Renew existing pales and wire on existing posts by carefully removing and remove from site renew with chestnut pales ne 1.50m high at 75mm centres fixed with galvanised straining wire. | Fencing:Renew existing pales and wire on existing posts by carefully removing, remove waste and debris, and renew with chestnut pales ne 1.50m high at 75mm centres fixed at head and bottom with galvanised straining wire (measured per metre run of fencing). | 17.4994
017209 |  | R | N | N | N | FE | FENCING:REMOVE DAMAGED CHESTNUT | Fencing and Gates | Fencing | Fencing - Chestnut Pale | LM | 14.8969 | Fencing:Remove damaged chestnut pale fencing and remove from site to approved tip. | Fencing:Remove damaged chestnut pale fencing, remove waste and debris (measured per metre run of fencing). | 14.8969
017211 |  | R | N | N | N | FE | FENCING:RENEW INDIVIDUAL CHESTNUT PALE | Fencing and Gates | Fencing | Fencing - Chestnut Pale | NO | 6.7874 | Fencing:Renew cleft chestnut pale to fence including remove existing and clear away and fix new to match existing. | Fencing:Renew cleft chestnut pale to fence including remove existing and remove waste and debris and fix new to match existing. | 6.7874
017213 |  | R | N | N | N | FE | FENCING:LINE WIRE SUPPORT | Fencing and Gates | Fencing | Fencing - Chestnut Pale | LM | 3.1188 | Fencing:Renew or fix new galvanised or pvc coated line wire to support chestnut pale fence, fix wire to posts and fencing with galvanised staples and ties, remove, refix fencing as necessary. | Fencing:Renew or fix new galvanised or PVC coated line wire to support cleft chestnut pale fence, fix wire to posts and fencing with galvanised staples and ties including remove and refix fencing as found expedient (measured per run of line wire). | 3.1188
017215 |  | R | N | N | N | FE | FENCING:RENEW 75MM STRAIN POST | Fencing and Gates | Fencing | Fencing - Chestnut Pale | NO | 21.4021 | Fencing:Renew 75mm timber sweet chestnut straining post 1.60m long to chestnut pale fencing including connecting bolt strainers, remove waste and debris. | Fencing:Renew 75mm timber sweet chestnut straining post 1.60m long to chestnut pale fencing including connecting bolt strainers, remove waste and debris. | 21.4021
017301 |  | R | N | Y | N | FE | FENCING:RENEW 1.8M HIGH PANEL | Fencing and Gates | Fencing | Fencing - Interwoven and Overlap Fence Panels | NO | 59.5703 | Fencing:Renew any interwoven or overlap fence panel ne 1.8x1.8m fixed with galvanised metal support brackets to existing posts, remove and dismantle existing and cart away debris to tip. | Fencing:Renew any interwoven or overlap fence panel ne 1.80x1.80m fixed with galvanised metal support brackets to existing posts, remove and dismantle existing and remove waste and debris. | 59.5703
017302 |  | R | N | Y | N | FE | FENCING:RENEW 1.2M HIGH PANEL | Fencing and Gates | Fencing | Fencing - Interwoven and Overlap Fence Panels | NO | 54.0362 | Fencing:Renew any interwoven or overlap fence panel ne 1.8x1.2m fixed with galvanised metal support brackets to existing posts, remove and dismantle existing and cart away debris to tip. | Fencing:Renew any interwoven or overlap fence panel ne 1.80x1.20m fixed with galvanised metal support brackets to existing posts, remove and dismantle existing and remove waste and debris. | 54.0362
017303 |  | R | N | Y | N | FE | FENCING:ERECT 1.8M HIGH PANEL WITH TIMBER POSTS | Fencing and Gates | Fencing | Fencing - Interwoven and Overlap Fence Panels | LM | 73.7653 | Fencing:Erect 1.80m high interwoven or overlap panel fencing complete with panels fixed to 75x75mm posts, capping, gravel board, excavation, concrete, backfill, remove spoil, reinstatement. | Fencing:Erect tanalised 1.80m high interwoven or overlap panel fencing complete consisting of interwoven or overlap fencing panels fixed with galvanised metal support brackets to and including 75x75mm fence posts, posts set in concrete, capping, 25x150mm gravel board with centre prop, allow for all necessary excavation including excavation for posts, concrete, backfill and remove waste and debris, reinstate paving and gardens as necessary (measured per metre run of fencing). | 73.7653
017304 |  | R | N | Y | N | FE | FENCING:ERECT 1.2M HIGH PANEL WITH TIMBER POSTS | Fencing and Gates | Fencing | Fencing - Interwoven and Overlap Fence Panels | LM | 61.8364 | Fencing:Erect 1.20m high interwoven or overlap panel fencing complete with panels fixed to 75x75mm posts, capping, gravel board, excavation, concrete, backfill, remove debris, reinstatement. | Fencing:Erect tanalised 1.20m high interwoven or overlap panel fencing complete consisting of interwoven or overlap fencing panels fixed with galvanised metal support brackets to and including 75x75mm fence posts, posts set in concrete, capping, 25x150mm gravel board with centre prop, allow for all necessary excavation including excavation for posts, concrete, backfill and remove waste and debris, reinstate paving and gardens as necessary (measured per metre run of fencing). | 61.8364
017305 |  | R | N | Y | N | FE | FENCING:ERECT 1.8M HIGH PANEL WITH PCC POSTS | Fencing and Gates | Fencing | Fencing - Interwoven and Overlap Fence Panels | LM | 103.5833 | Fencing:Erect 1.80m high interwoven or overlap panel fencing with panels fixed to 100x100mm pcc posts, gravel board, capping, excavation concrete, backfill, remove spoil, reinstatement. | Fencing:Erect tanalised 1.80m high interwoven or overlap panel fencing complete consisting of 1 interwoven or overlap fencing panels fixed with galvanised metal support brackets to and including 100x100mm pcc posts, posts set in concrete, capping 25x150mm precast concrete gravel board, allow for all necessary excavation including excavation for posts, concrete, backfill and remove waste and debris, reinstate paving and gardens as necessary (measured per metre run of fencing). | 103.5833
017306 |  | R | N | Y | N | FE | FENCING:ERECT 1.2M HIGH PANEL WITH PCC POSTS | Fencing and Gates | Fencing | Fencing - Interwoven and Overlap Fence Panels | LM | 90.8473 | Fencing:Erect 1.20m high interwoven or overlap panel fencing with panels fixed to 100x100mm pcc posts, gravel board, capping, excavation concrete, backfill, remove spoil, reinstatement. | Fencing:Erect tanalised 1.20m high interwoven or overlap panel fencing complete consisting of 1 interwoven or overlap fencing panels fixed with galvanised metal support brackets to and including 100x100mm pcc posts, posts set in concrete, capping 25x150mm precast concrete gravel board, allow for all necessary excavation including excavation for posts, concrete, backfill and remove waste and debris, reinstate paving and gardens as necessary (measured per metre run of fencing). | 90.8473
017307 |  | U | N | N | Y | FE | FENCING:REMOVE PANEL FENCE COMPLETE | Fencing and Gates | Fencing | Fencing - Interwoven and Overlap Fence Panels | LM | 10.7134 | Fencing:Remove any panel fencing complete including timber or concrete posts, gravel boards etc, remove debris, fill post holes with top soil and reinstate paths and gardens. | Fencing:Remove any panel fencing complete including timber or concrete posts, gravel boards etc. and remove waste and debris, fill post holes with top soil and reinstate paths and gardens (measured per metre run of fencing). | 10.7134
017314 |  | R | N | Y | N | FE | FENCING:RENEW 0.9M HIGH PANEL | Fencing and Gates | Fencing | Fencing - Interwoven and Overlap Fence Panels | NO | 49.6656 | Fencing:Renew any interwoven or overlap fence panel ne 1.80x0.90m fixed with galvanised metal support brackets to existing posts, remove and dismantle existing and remove spoil. | Fencing:Renew any interwoven or overlap fence panel ne 1.80x0.90m fixed with galvanised metal support brackets to existing posts, remove and dismantle existing and remove waste and debris. | 49.6656
017316 |  | R | N | Y | N | FE | FENCING:ERECT 0.9M HIGH PANEL WITH TIMBER POSTS | Fencing and Gates | Fencing | Fencing - Interwoven and Overlap Fence Panels | LM | 54.7915 | Fencing:Erect 0.90m high interwoven or overlap panel fencing complete with panels fixed to 75x75mm posts, capping, gravel board, excavation, concrete, backfill, remove spoil, reinstatement. | Fencing:Erect tanalised 0.90m high interwoven or overlap panel fencing complete consisting of interwoven or overlap fencing panels fixed with galvanised metal support brackets to and including 75x75mm fence posts, posts set in concrete, capping, 25x150mm gravel board with centre prop, allow for all necessary excavation including excavation for posts, concrete, backfill and remove waste and debris, reinstate paving and gardens as necessary (measured per metre run of fencing). | 54.7915
017318 |  | R | N | Y | N | FE | FENCING:ERECT 0.9M HIGH PANEL WITH PCC POSTS | Fencing and Gates | Fencing | Fencing - Interwoven and Overlap Fence Panels | LM | 81.6145 | Fencing:Erect 0.90m high interwoven or overlap panel fencing with panels fixed to 100x100mm pcc posts, gravel board, capping, excavation concrete, backfill, remove spoil, reinstatement. | Fencing:Erect tanalised 0.90m high interwoven or overlap panel fencing complete consisting of 1 interwoven or overlap fencing panels fixed with galvanised metal support brackets to and including 100x100mm pcc posts, posts set in concrete, capping 25x150mm precast concrete gravel board, allow for all necessary excavation including excavation for posts, concrete, backfill and remove waste and debris, reinstate paving and gardens as necessary (measured per metre run of fencing). | 81.6145
017319 |  | R | N | Y | N | FE | FENCING:RENEW 0.9M HIGH PANEL WITH TIMBER POSTS | Fencing and Gates | Fencing | Fencing - Interwoven and Overlap Fence Panels | LM | 67.342 | Fencing:Renew interwoven or overlap panel fencing 0.90m high, fencing panels, 75x75mm timber posts, timber gravel board, excavation, concrete, backfill, remove debris, (msd per metre run of fencing). | Fencing:Renew tanalised 0.90m high interwoven or overlap panel fencing complete consisting of interwoven or overlap fencing panels fixed with galvanised metal support brackets to and including 75x75mm fence posts, posts set in concrete, capping, 25x150mm gravel board with centre prop, allow for all necessary excavation including excavation for posts, concrete, backfill, including for taking down remnants of existing fence and posts set in concrete, remove waste and debris (measured per metre run of fencing). | 67.342
017321 |  | R | N | Y | N | FE | FENCING:RENEW 1.2M HIGH PANEL WITH TIMBER POSTS | Fencing and Gates | Fencing | Fencing - Interwoven and Overlap Fence Panels | LM | 67.4524 | Fencing:Renew interwoven or overlap panel fencing 1.20m high, fencing panels, 75x75mm timber posts, timber gravel board, excavation, concrete, backfill, remove debris, (msd per metre run of fencing). | Fencing:Renew tanalised 1.20m high interwoven or overlap panel fencing complete consisting of interwoven or overlap fencing panels fixed with galvanised metal support brackets to and including 75x75mm fence posts, posts set in concrete, capping, 25x150mm gravel board with centre prop, allow for all necessary excavation including excavation for posts, concrete, backfill, including for taking down remnants of existing fence and posts set in concrete, remove waste and debris (measured per metre run of fencing). | 67.4524
017323 |  | R | N | Y | N | FE | FENCING:RENEW 1.8M HIGH PANEL WITH TIMBER POSTS | Fencing and Gates | Fencing | Fencing - Interwoven and Overlap Fence Panels | LM | 89.5915 | Fencing:Renew interwoven or overlap panel fencing 1.80m high, fencing panels, 75x75mm timber posts, timber gravel board, excavation, concrete, backfill, remove debris, (msd per metre run of fencing). | Fencing:Renew tanalised 1.80m high interwoven or overlap panel fencing complete consisting of interwoven or overlap fencing panels fixed with galvanised metal support brackets to and including 75x75mm fence posts, posts set in concrete, capping, 25x150mm gravel board with centre prop, allow for all necessary excavation including excavation for posts, concrete, backfill, including for taking down remnants of existing fence and posts set in concrete, remove waste and debris, reinstate paving and gardens as necessary (measured per metre run of fencing). | 89.5915
017325 |  | R | N | Y | N | FE | FENCING:RENEW 0.9M HIGH PANEL WITH PCC POSTS | Fencing and Gates | Fencing | Fencing - Interwoven and Overlap Fence Panels | LM | 94.1648 | Fencing:Renew interwoven or overlap panel fencing 0.90m high, fencing panels, 100x100mm PCC posts, PCC gravel board, excavation, concrete, backfill, remove debris, (msd per metre run of fencing). | Fencing:Renew tanalised 0.90m high interwoven or overlap panel fencing complete consisting of 1 interwoven or overlap fencing panels fixed with galvanised metal support brackets to and including 100x100mm pcc posts, posts set in concrete, capping 25x150mm precast concrete gravel board, allow for all necessary excavation including excavation for posts, concrete, backfill, including for taking down remnants of existing fence and posts set in concrete, remove waste and debris, reinstate paving and gardens as necessary (measured per metre run of fencing). | 94.1648
017327 |  | R | N | Y | N | FE | FENCING:RENEW 1.8M HIGH PANEL WITH PCC POSTS | Fencing and Gates | Fencing | Fencing - Interwoven and Overlap Fence Panels | LM | 119.4098 | Fencing:Renew interwoven or overlap panel fencing 1.80m high, fencing panels, 100x100mm PCC posts, PCC gravel board, excavation, concrete, backfill, remove debris, (msd per metre run of fencing). | Fencing:Renew tanalised 1.80m high interwoven or overlap panel fencing complete consisting of 1 interwoven or overlap fencing panels fixed with galvanised metal support brackets to and including 100x100mm pcc posts, posts set in concrete, capping 25x150mm precast concrete gravel board, allow for all necessary excavation including excavation for posts, concrete, backfill, including for taking down remnants of existing fence and posts set in concrete, remove waste and debris, reinstate paving and gardens as necessary (measured per metre run of fencing). | 119.4098
017329 |  | R | N | Y | N | FE | FENCING:RENEW 1.2M HIGH PANEL WITH PCC POSTS | Fencing and Gates | Fencing | Fencing - Interwoven and Overlap Fence Panels | LM | 96.4633 | Fencing:Renew interwoven or overlap panel fencing 1.20m high, fencing panels, 100x100mm PCC posts, PCC gravel board, excavation, concrete, backfill, remove debris, (msd per metre run of fencing). | Fencing:Renew tanalised 1.20m high interwoven or overlap panel fencing complete consisting of 1 interwoven or overlap fencing panels fixed with galvanised metal support brackets to and including 100x100mm pcc posts, posts set in concrete, capping 25x150mm precast concrete gravel board, allow for all necessary excavation including excavation for posts, concrete, backfill, including for taking down remnants of existing fence and posts set in concrete, remove waste and debris, reinstate paving and gardens as necessary (measured per metre run of fencing). | 96.4633
017400 |  | R | N | Y | N | FE | FENCING:ERECT CHAINLINK FENCE AND POSTS NE 0.9M | Fencing and Gates | Fencing | Fencing - Chainlink | LM | 61.1812 | Fencing:Erect new chainlink fencing ne 0.90m high with pcc posts cast into concrete, three 2.5mm dia galvanised mild steel line wires and galvanised or plastic coated steel chainlink fencing complete. | Fencing:Erect newchain link fencing ne 0.90m high with 100x100mm x 1.325m concrete posts cast into concrete with three 2.5mm diameter galvanised mild steel line wires and galvanised or plastic coated steel chainlink fencing including all fittings, ties etc. and all excavation, concrete backfill and remove waste and debris, reinstatement of paving, gardens and the like (measured per metre run of fencing). | 61.1812
017401 |  | R | N | Y | N | FE | FENCING:ERECT CHAINLINK FENCE AND POSTS NE 1.2M | Fencing and Gates | Fencing | Fencing - Chainlink | LM | 70.9105 | Fencing:Erect new chainlink fencing ne 1.20m high with pcc posts cast into concrete, three 2.5mm dia galvanised mild steel line wires and galvanised or plastic coated steel chainlink fencing complete. | Fencing:Erect new chainlink fencing ne 1.20m high with 100x100mm x 1.625m concrete posts cast into concrete with three 2.5mm diameter galvanised mild steel line wires and galvanised or plastic coated steel chainlink fencing including all fittings, ties etc. and all excavation, concrete backfill and remove waste and debris, reinstatement of paving, gardens and the like (measured per metre run of fencing). | 70.9105
017403 |  | R | N | Y | N | FE | FENCING:ERECT CHAINLINK FENCE AND POSTS NE 1.8M | Fencing and Gates | Fencing | Fencing - Chainlink | LM | 86.461 | Fencing:Erect new chainlink fencing ne 1.80m high with pcc posts cast into concrete, three 2.5mm dia galvanised mild steel line wires and galvanised or plastic coated steel chainlink fencing complete. | Fencing:Erect new chainlink fencing ne 1.80m high with 100x100mm x 2.35m concrete posts cast into concrete with three 2.5mm diameter galvanised mild steel line wires and galvanised or plastic coated steel chainlink fencing including all fittings, ties etc. and all excavation, concrete backfill and remove waste and debris, reinstatement of paving, gardens and the like (measured per metre run of fencing). | 86.461
017404 |  | R | N | Y | N | FE | FENCING:RENEW CHAINLINK ON EXISTING POSTS 0.9M | Fencing and Gates | Fencing | Fencing - Chainlink | LM | 17.1952 | Fencing:Renew chainlink fencing 0.90m high to existing posts, remove debris, fix new galvanised or plastic coated steel chainlink fencing, three galvanised line wires, all fittings ties etc. | Fencing:Renew chainlink fencing 0.9m high on existing posts, including removal of old and remove from site to approved tip, supply and fix new galvanised or plastic coated steel chainlink wire fencing including three 2.50mm diameter galvanised mild steel line wires and all fittings, ties etc. (measured per metre run of fencing). | 17.1952
017405 |  | R | N | Y | N | FE | FENCING:RENEW CHAINLINK ON EXISTING POSTS 1.2M | Fencing and Gates | Fencing | Fencing - Chainlink | LM | 21.0739 | Fencing:Renew chainlink fencing 1.20m high to existing posts, remove debris, fix new galvanised or plastic coated steel chainlink fencing, three galvanised line wires, all fittings ties etc. | Fencing:Renew chainlink fencing 1.20m high on existing posts, including removal of old and remove waste and debris, supply and fix new galvanised or plastic coated steel chainlink fencing including three 2.50mm diameter galvanised mild steel line wires and all fittings ties etc. (measured per metre run of fencing). | 21.0739
017407 |  | R | N | Y | N | FE | FENCING:RENEW CHAINLINK ON EXISTING POSTS 1.8M | Fencing and Gates | Fencing | Fencing - Chainlink | LM | 25.6373 | Fencing:Renew chainlink fencing 1.80m high to existing posts, remove debris, fix new galvanised or plastic coated steel chainlink fencing, three galvanised line wires, all fittings ties etc. | Fencing:Renew chainlink fencing 1.80m high on existing posts, including removal of old and remove waste and debris, supply and fix new galvanised or plastic coated steel chainlink wire fencing including three 2.50mm diameter galvanised mild steel line wires and all fittings, ties etc. (measured per metre run of fencing). | 25.6373
017409 |  | U | N | N | Y | FE | FENCING:REMOVE CHAINLINK COMPLETE | Fencing and Gates | Fencing | Fencing - Chainlink | LM | 10.7134 | Fencing:Remove any height chainlink fencing complete with concrete posts and remove waste and debris, fill holes with topsoil and reinstate paving and gardens as necessary. | Fencing:Remove any height chainlink fencing complete with concrete posts and remove waste and debris, fill holes with topsoil and reinstate paving and gardens as necessary (measured per metre run of fencing). | 10.7134
017411 |  | U | N | N | Y | FE | FENCING:RESECURE LOOSE CHAINLINK FENCE | Fencing and Gates | Fencing | Fencing - Chainlink | LM | 2.2293 | Fencing:Resecure any height loose chainlink fencing including tightening straining wires as necessary. | Fencing:Resecure any height loose chainlink fencing including tightening straining wires as necessary. | 2.2293
017412 |  | U | N | N | Y | FE | FENCING:REMOVE CHAINLINK | Fencing and Gates | Fencing | Fencing - Chainlink | LM | 3.3354 | Fencing:Remove any height chainlink from concrete posts, posts to be left in situ and remove waste and debris (measured per metre run of fencing). | Fencing:Remove any height chainlink from concrete posts, posts to be left in situ and remove waste and debris (measured per metre run of fencing). | 3.3354
017413 |  | R | N | Y | N | FE | FENCING:ERECT CHAIN MESH FENCE AND POSTS 0.9M | Fencing and Gates | Fencing | Fencing - Chain mesh | LM | 50.521 | Fencing:Erect new 50 x 50mm galvanised chain mesh 0.9m high on 125mm timber fencing stakes and corner posts each 1.8m long, driven into ground, 100mm half round top rail, remove waste and debris. | Fencing:Erect new 50 x 50mm galvanised chain mesh fencing 900 mm high stapled to and including 125mm machine rounded half round preservative treated timber fencing stake 1800 mm long at 1.8 m centres, and 125mm diameter machine rounded preservative treated timber corner posts, driven into ground, with 100mm face machine rounded half round top rail fixed to posts, remove waste and debris. | 50.521
017415 |  | R | N | Y | N | FE | FENCING:RENEW CHAIN MESH FENCE AND POSTS 0.9M | Fencing and Gates | Fencing | Fencing - Chain mesh | LM | 53.3005 | Fencing:Take down existing fencing, erect 50mm chain mesh fencing 900 mm high on 125mm stake 1800 mm long at 1.8 m centres, stakes driven into ground, 100mm half round rail, remove waste and debris. | Fencing:Take down existing chain mesh fencing and grub up posts, and dispose off site, supply and install 50 x 50mm galvanised chain mesh fencing 900 mm high stapled to and including 125mm machine rounded half round preservative treated timber fencing stake 1800 mm long at 1.8 m centres, and 125mm diameter machine rounded corner posts 1800mm long, posts driven into ground, and 100mm face machine rounded preservative treated timber half round top rail fixed to posts, remove waste and debris. | 53.3005
017501 |  | R | N | Y | N | FE | FENCING:RENEW GARDEN RAIL 0.575M HIGH | Fencing and Gates | Fencing | Fencing - Garden Rail | LM | 42.214 | Fencing:Renew with or supply and fix 575mm high timber garden rail fencing with 50x225mm rail bolted to 75x75mmx0.90m timber posts set in concrete bases at ne 2.00m centres complete. | Fencing:Renew with or supply and fix 575mm high tanalised softwood garden rail fencing comprising 50x225mm horizontal rail splayed on top, bolted to 75x75mm x 0.90m splayed on top posts set in concrete bases at ne 2.00m centres with two (2) 9mm diameter x 150mm galvanised mild steel round head bolts, including excavation, concrete, backfill and remove waste and debris, including where necessary taking down remnants of existing fencing and posts, reinstate paving, gardens and the like as necessary (measured per metre run of fencing). | 42.214
017503 |  | R | N | Y | N | FE | FENCING:REMOVE GARDEN RAIL 0.575M HIGH | Fencing and Gates | Fencing | Fencing - Garden Rail | LM | 7.934 | Fencing:Remove 575mm high garden rail fencing including posts and remove waste and debris, including fill in post holes with top soil and reinstate paving, gardens and the like as necessary. | Fencing:Remove 575mm high garden rail fencing including posts and remove waste and debris, including fill in post holes with top soil and reinstate paving, gardens and the like as necessary (measured per metre run of fencing). | 7.934
017601 |  | R | N | Y | N | FE | FENCING:RENEW HIT AND MISS 1.35M HIGH | Fencing and Gates | Fencing | Fencing - Hit and Miss | LM | 82.7392 | Fencing:Renew with or supply and fix timber hit and miss fence 1.35m high, 100x100mm posts at ne 1.80m centres, 100x50mm rails, 100x25mm pales, excavation, concrete, backfill, remove spoil. | Fencing:Renew with or supply and fix tanalised softwood hit and miss fence 1.35m high, comprising 100x100mm posts at ne 1.80m centres, 100x50mm rails, 100x25mm pales to both faces including all excavation, concrete, backfill and remove waste and debris, including where necessary taking down remnants of existing fencing and posts, reinstate paving, gardens and the like as necessary (measured per metre run of fencing). | 82.7392
017603 |  | R | N | Y | N | FE | FENCING:RENEW HIT AND MISS 1.8M HIGH | Fencing and Gates | Fencing | Fencing - Hit and Miss | LM | 102.0272 | Fencing:Renew with or supply and fix timber hit and miss fence 1.80m high, 100x100mm posts at ne 1.80m centres, 100x50mm rails, 100x25mm pales, excavation, concrete, backfill, remove spoil. | Fencing:Renew with or supply and fix tanalised softwood hit and miss fence 1.80m high, comprising 100x100mm posts at ne 1.80m centres, 100x50mm rails, 100x25mm pales to both faces including all excavation, concrete, 100x25mm pales including all excavation, concrete backfill and remove waste and debris, including where necessary taking down remnants of existing fencing and posts, reinstate paving, gardens and the like as necessary (measured per metre run of fencing). | 102.0272
017604 |  | R | N | Y | N | FE | FENCING:RENEW HORIZONTAL HIT AND MISS 1.8M HIGH | Fencing and Gates | Fencing | Fencing - Hit and Miss | LM | 124.4678 | Fencing:Renew with or supply and fix timber horiz. hit and miss fence 1.80m high, 100x100mm posts at ne 1.20m centres, 100x50mm pales, 150x25mm rails excavation, concrete, backfill etc. | Fencing:Renew with or supply and fix tanalised softwood horizontal hit and miss fence 1.80m high, comprising 100x100mm posts at ne 1.20m centres, posts fixed to and including concrete spur posts set in concrete, 100x50mm pales, 150x25mm rails to both faces including all excavation, concrete backfill and remove waste and debris, including where necessary taking down remnants of existing fencing and posts, reinstate paving, gardens and the like as necessary (measured per metre run of fencing). | 124.4678
017605 |  | R | N | Y | N | FE | FENCING:RENEW PALISADE NE 1.35M HIGH | Fencing and Gates | Fencing | Fencing - Palisade | LM | 88.151 | Fencing:Renew with or supply and fix timber palisade fence 1.35m high, with 100x100mm posts at ne 1.80m centres, 100x50mm rails, 75mm pales at 125mm centres excavation, concrete, backfill etc. | Fencing:Renew with or supply and fix tanalised softwood palisade fence ne 1.35m high with 100x100mm posts at ne 1.80m centres, 100x50mm rails, 75mm pales at 125mm centres including all excavation, concrete, backfill and remove waste and debris, including where necessary taking down remnants of existing fencing and posts, reinstate paving, gardens and the like as necessary (measured per metre run of fencing). | 88.151
017607 |  | R | N | Y | N | FE | FENCING:RENEW PALISADE NE 1.8M HIGH | Fencing and Gates | Fencing | Fencing - Palisade | LM | 104.3854 | Fencing:Renew with or supply and fix timber palisade fence 1.80m high, with 100x100mm posts at ne 1.80m centres, 100x50mm rails, 75mm pales at 125mm centres excavation, concrete, backfill etc. | Fencing:Renew with or supply and fix tanalised softwood palisade fence ne 1.80m high with 100x100mm posts at ne 1.80m centres, 100x50mm rails, 75mm pales at 125mm centres including all excavation, concrete, backfill and remove waste and debris, including where necessary taking down remnants of existing fencing and posts, reinstate paving, gardens and the like as necessary (measured per metre run of fencing). | 104.3854
017609 |  | U | N | N | Y | FE | FENCING:REMOVE HIT AND MISS | Fencing and Gates | Fencing | Fencing - Hit and Miss | LM | 13.4929 | Fencing:Remove any softwood hit and miss type of fencing including posts and remove waste and debris, fill post holes with top soil and reinstate paving and gardens as necessary. | Fencing:Remove any softwood hit and miss type of fencing including posts and remove waste and debris, fill post holes with top soil and reinstate paving and gardens as necessary (measured per metre run of fencing). | 13.4929
017611 |  | U | N | N | Y | FE | FENCING:REMOVE PALISADE | Fencing and Gates | Fencing | Fencing - Palisade | LM | 13.4929 | Fencing:Remove any palisade type of fencing including posts and remove waste and debris, fill post holes with top soil and reinstate paving and gardens as necessary. | Fencing:Remove any palisade type of fencing including posts and remove waste and debris, fill post holes with top soil and reinstate paving and gardens as necessary (measured per metre run of fencing). | 13.4929
017651 |  | R | N | Y | N | FE | FENCING:RENEW POST AND 2 RAIL | Fencing and Gates | Fencing | Fencing - Post and Rail | LM | 58.7957 | Fencing:Renew with or supply and fix timber post and two rail fence, with 75x125mm posts at ne 1.80m centres, 100x38mm rails, excavation, concrete, backfill, remove spoil, reinstatement. | Fencing:Renew with or supply and fix tanalised softwood post and two rail fence with 75x125mm posts at ne 1.80m centres, 100x38mm rails, including all excavation, concrete, backfill and remove waste and debris, including where necessary taking down remnants of existing fencing and posts, reinstate paving, gardens and the like as necessary (measured per metre run of fencing). | 58.7957
017653 |  | R | N | Y | N | FE | FENCING:RENEW POST AND 3 RAIL | Fencing and Gates | Fencing | Fencing - Post and Rail | LM | 66.2083 | Fencing:Renew with or supply and fix timber post and three rail fence, with 75x125mm posts at ne 1.80m centres, 100x38mm rails, excavation, concrete, backfill, remove spoil, reinstatement. | Fencing:Renew with or supply and fix tanalised softwood post and three rail fence with 75x125mm posts at ne 1.80m centres, 100x38mm rails, including all excavation, concrete, backfill and remove waste and debris, including where necessary taking down remnants of existing fencing and posts, reinstate paving, gardens and the like as necessary (measured per metre run of fencing). | 66.2083
017701 |  | U | N | N | Y | FE | FENCING:REMOVE PCC POST AND SLAB | Fencing and Gates | Fencing | Fencing - Concrete Panel | LM | 13.4929 | Fencing:Remove pcc post and slab fencing 1.20m high and remove spoil, fill post holes with top soil and reinstate paving gardens and the like as necessary. | Fencing:Remove precast concrete post and slab fencing 1.20m high and remove waste and debris, fill post holes with top soil and reinstate paving gardens and the like as necessary (measured per metre run of fencing). | 13.4929
017801 |  | U | N | N | Y | FE | FENCING:MAKE SAFE FENCING | Fencing and Gates | Fencing | Fencing - Sundry Repairs | LM | 22.5267 | Fencing:Make safe any unstable fence and or gate including but not limited to resecure and or refix fencing, brace and or reset and or refix post, rehang gate or resecure. | Fencing:Make safe any unstable fence and or gate including but not limited to resecure and or refix fencing, brace and or reset and or refix post, rehang gate or resecure. | 22.5267
017803 |  | R | N | N | N | FE | FENCING:RENEW TIMBER PALE AND LAG | Fencing and Gates | Fencing | Fencing - Sundry Repairs | NO | 10.0045 | Fencing:Renew any type of fencing pale or lag with ne 25x150mm tanalised timber including all labours, remove waste and debris. | Fencing:Renew any type of fencing pale or lag with ne 25x150mm tanalised timber including all labours, remove waste and debris. | 10.0045
017805 |  | U | N | N | Y | FE | FENCING:REFIX TIMBER PALE AND LAG | Fencing and Gates | Fencing | Fencing - Sundry Repairs | NO | 3.072 | Fencing:Refix any type of fencing pale or lag including remove and refix as necessary. | Fencing:Refix any type of fencing pale or lag including remove and refix as necessary. | 3.072
017807 |  | U | N | N | Y | FE | FENCING:FIX GALVANISED REPAIR BRACKET | Fencing and Gates | Fencing | Fencing - Sundry Repairs | NO | 6.2375 | Fencing:Supply and fix galvanised repair bracket to rail and post including all cutting and fitting to suit. | Fencing:Supply and fix galvanised repair bracket to rail and post including all cutting and fitting to suit. | 6.2375
017809 |  | R | N | Y | N | FE | FENCING:RENEW RAIL TO POST AND RAIL | Fencing and Gates | Fencing | Fencing - Sundry Repairs | LM | 10.286 | Fencing:Renew 100x38mm tantalised timber rail to post and rail fencing. | Fencing:Renew 100x38mm tantalised timber rail to post and rail fencing. | 10.286
017901 |  | R | N | Y | N | FE | FENCING:ERECT POST AND WIRE 1.2M | Fencing and Gates | Fencing | Fencing - Post and Wire | LM | 40.9907 | Fencing:Erect post and wire fencing 1.20m high with 100x100 pcc posts with three 2.5mm diameter galvanised mild or plastic coated steel line wires including all fittings, ties etc. complete. | Fencing:Erect post and wire fencing 1.20m high with 100x100x1.625m concrete posts cast into concrete with three 2.5mm diameter galvanised mild or plastic coated steel line wires including all fittings, ties etc. and including all excavation, concrete, backfill and remove waste and debris, reinstate paving, gardens and the like as necessary (measured per metre run of fencing). | 40.9907
017903 |  | R | N | Y | N | FE | FENCING:RENEW WIRES TO EXISTING POSTS 1.2M | Fencing and Gates | Fencing | Fencing - Post and Wire | LM | 6.0265 | Fencing:Renew wire fencing 1.20m high on existing posts, remove old, supply and fix three new galvanised or plastic coated steel 2.50mm diameter line wires and all fittings, ties etc. | Fencing:Renew wire fencing 1.20m high on existing posts, including removal of old and remove waste and debris, supply and fix three new galvanised or plastic coated steel 2.50mm diameter line wires and all fittings, ties etc. (measured per metre run of fencing). | 6.0265
017905 |  | U | N | N | Y | FE | FENCING:RENEW REFIX OR FIX NEW LINE WIRE | Fencing and Gates | Fencing | Fencing - Post and Wire | LM | 2.1825 | Fencing:Renew, refix or fix new galvanised or pvc coated line wire to post and wire fence, fix wire to posts including remove and refix fencing as found expedient (measured per run of line wire). | Fencing:Renew, refix or fix new galvanised or PVC coated line wire to post and wire fence, fix wire to posts including remove and refix fencing as found expedient, remove waste and debris (measured per run of line wire). | 2.1825
018001 |  | R | N | Y | N | FE | FENCING:RENEW PLASTIC PANEL 1.2M GRAVEL BOARD | Fencing and Gates | Fencing | Fencing - Plastic | LM | 136.1069 | Fencing:Renew plastic panel fencing 1.20m high, fencing panels, concrete posts, plastic gravel board, excavation, concrete, backfill, remove debris, (msd per metre run of fencing). | Fencing:Renew plastic panel fencing 1.20m high, fencing panels, concrete posts, plastic gravel board, excavation, concrete, backfill, remove debris, (measured per metre run of fencing). | 136.1069
018003 |  | R | N | Y | N | FE | FENCING:RENEW PLASTIC PANEL 1.8M GRAVEL BOARD | Fencing and Gates | Fencing | Fencing - Plastic | LM | 166.2578 | Fencing:Renew plastic panel fencing 1.80m high, fencing panels, concrete posts, plastic gravel board, excavation, concrete, backfill, remove debris, (msd per metre run of fencing). | Fencing:Renew plastic panel fencing 1.80m high, fencing panels, concrete posts, plastic gravel board, excavation, concrete, backfill, remove debris, (measured per metre run of fencing). | 166.2578
018005 |  | R | N | Y | N | FE | FENCING:RENEW PLASTIC PALISADE 1.2M | Fencing and Gates | Fencing | Fencing - Plastic | LM | 118.7675 | Fencing:Renew plastic palisade fencing 1.20m high, plastic posts, excavation, concrete, backfill, remove debris, (msd per metre run of fencing). | Fencing:Renew plastic palisade fencing 1.20m high, plastic posts, excavation, concrete, backfill, remove debris, (measured per metre run of fencing). | 118.7675
018007 |  | R | N | Y | N | FE | FENCING:RENEW PLASTIC PALISADE 1.8M | Fencing and Gates | Fencing | Fencing - Plastic | LM | 125.5301 | Fencing:Renew plastic palisade fencing 1.80m high, plastic posts, excavation, concrete, backfill, remove debris, (msd per metre run of fencing). | Fencing:Renew plastic palisade fencing 1.80m high, plastic posts, excavation, concrete, backfill, remove debris, (measured per metre run of fencing). | 125.5301
018009 |  | R | N | Y | N | FE | GATES:RENEW PLASTIC 1.2M HIGH | Fencing and Gates | Fencing | Fencing - Plastic | NO | 427.641 | Gate:Renew plastic gate 1.2M high on 18" cranked hook and band hinges, fixed to and including plastic posts ne 2.10m long, ironmongery, reinstatement. | Gate:Renew plastic gate 1.2M high on 18" cranked hook and band hinges, fixed to and including plastic posts ne 2.10m long, ironmongery, reinstatement. | 427.641
018011 |  | R | N | Y | N | FE | GATES:RENEW PLASTIC 1.8M HIGH | Fencing and Gates | Fencing | Fencing - Plastic | NO | 554.5392 | Gate:Renew plastic gate 1.8M high on 18" cranked hook and band hinges, fixed to and including plastic posts ne 2.10m long, ironmongery, reinstatement. | Gate:Renew plastic gate 1.8M high on 18" cranked hook and band hinges, fixed to and including plastic posts ne 2.10m long, ironmongery, reinstatement. | 554.5392
019001 |  | U | N | N | Y | FE | FENCE POST:EXCAVATE REMOVE AND MAKE GOOD | Fencing and Gates | Fencing | Fencing - Posts | NO | 13.5214 | Fence Post:Excavate and remove remnants of damaged post with earth or concrete surround, fill hole with top soil, and remove waste and debris, reinstate paving, gardens and the like as necessary. | Fence Post:Excavate and remove remnants of damaged post with earth or concrete surround, fill hole with top soil, remove waste and debris, reinstate paving, gardens and the like as necessary. | 13.5214
019003 |  | U | N | N | Y | FE | FENCE POST:REFIX LOOSE POST | Fencing and Gates | Fencing | Fencing - Posts | NO | 13.0483 | Fence Post:Refix any type of loose post including reset any post set in earth or concrete without removing and refixing any post fixed to brickwork, concrete and make good. | Fence Post:Refix any type of loose post including reset any post set in earth or concrete without removing and refixing any post fixed to brickwork, concrete and make good. | 13.0483
019005 |  | R | N | Y | N | FE | FENCE POST:RENEW TIMBER TO HARDCORE OR CONCRETE | Fencing and Gates | Fencing | Fencing - Posts | NO | 51.4739 | Fence Post:Renew timber 100x100mm fence post set in hardcore or concrete ne 2.40m long, excavate hardcore and or concrete, backfill, remove refix fencing, remove spoil, reinstatement. | Fence Post:Renew tanalised softwood fence post set in hardcore or concrete size 100x100mm and ne 2.40m long including any struts, excavate hole, place hardcore and or concrete, backfill, remove and refix fencing, remove waste and debris, reinstate paving, gardens and the like as necessary. | 51.4739
019007 |  | R | N | Y | N | FE | FENCE POST:RENEW TIMBER TO BRICKWORK | Fencing and Gates | Fencing | Fencing - Posts | NO | 43.6452 | Fence Post:Renew tanalised softwood fence post fixed to brickwork size 100x100mm and ne 2.40m long including remove and refix fencing and or gates and drill plug and screw and make good. | Fence Post:Renew tanalised softwood fence post fixed to brickwork size 100x100mm and ne 2.40m long including remove and refix fencing and or gates and drill plug and screw, remove waste and debris and make good. | 43.6452
019009 |  | R | N | Y | N | FE | FENCE POST:RENEW TIMBER IN METPOST | Fencing and Gates | Fencing | Fencing - Posts | NO | 33.7873 | Fence Post:Renew 75x75mm timber fence post ne 2.40m long with post fixed into driven or bolted Metpost or equal, remove and refix fencing, remove debris, reinstate paving, gardens and the like. | Fence Post:Renew 75x75mm tanalised softwood fence post ne 2.40m long with post fixed into driven or bolted Metpost or other equal and approved including any struts, remove and refix fencing, remove waste and debris, reinstate paving, gardens and the like as necessary. | 33.7873
019011 |  | R | N | Y | N | FE | FENCE POST:RENEW PCC NE 1.5M | Fencing and Gates | Fencing | Fencing - Posts | NO | 64.4389 | Fence Post:Renew pcc fence post or spur set in hardcore or concrete ne 100x100mm ne 1.50m long excavate, hardcore or concrete, backfill, remove, refix fencing, remove debris, reinstatement. | Fence Post:Renew precast concrete fence post or spur set in hardcore or concrete ne 100x100mm and ne 1.50m long including any struts, excavate hole, place hardcore and concrete, backfill, remove and refix fencing, remove waste and debris, reinstate paving, gardens and the like as necessary. | 64.4389
019013 |  | R | N | Y | N | FE | FENCE POST:RENEW PCC OVER 1.5M | Fencing and Gates | Fencing | Fencing - Posts | NO | 85.6759 | Fence Post:Renew pcc fence post or spur set in hardcore or concrete ne 100x100mm and over 1.50m long, excavate, hardcore or concrete, backfill, remove, refix fencing, remove debris, reinstate. | Fence Post:Renew precast concrete fence post or spur set in hardcore or concrete ne 100x100mm and over 1.50m long including any struts, excavate hole, place hardcore or concrete, backfill, remove and refix fencing, remove waste and debris, reinstate paving, gardens and the like as necessary. | 85.6759
019015 |  | R | N | Y | N | FE | FENCE POST:FIX 50X100MM SW BATTEN | Fencing and Gates | Fencing | Fencing - Posts | NO | 20.4778 | Fence Post:Supply and fix 50x100mm tanalised softwood batten to precast concrete post ne 1.80m long including drill and bolt batten to post. | Fence Post:Supply and fix 50x100mm tanalised softwood batten to precast concrete post ne 1.80m long including drill and bolt batten to post. | 20.4778
019018 |  | U | N | N | Y | FE | GATE POST AND GATE:RENEW AND REPAIR ANY FITTING | Fencing and Gates | Fencing | Fencing - Gate Posts | NO | 27.8839 | Gate Post and Gate:Renew or repair any single fitting to post or timber or metal gate including hinge, gudgeon, band, pivot plate or pivot socket, spring, gate catch or bolt (measured per fitting). | Gate Post and Gate:Renew or repair any single fitting to post or timber or metal gate including any gate hinge, gudgeon, band, pivot plate or pivot socket, spring, any post or gate catch or bolt, remove waste and debris (measured per complete fitting). | 27.8839
019021 |  | R | N | N | N | FE | FENCE POST:REPAIR WITH METSPUR | Fencing and Gates | Fencing | Fencing - Posts | NO | 27.7215 | Fence Post:Repair broken post with Metspur or equal fitting including driving spur into ground and bolting to existing post, supply all necessary struts, reinstate paths and gardens on completion. | Fence Post:Repair broken post with 'Metspur' or other equal and approved fitting including driving spur into ground and bolting to existing post, supply all necessary struts and reinstate paths and gardens on completion and remove waste and debris. | 27.7215
019031 |  | U | N | N | Y | FE | GATE:SUPPLY AND FIT SLAMMING PLATE | Fencing and Gates | Fencing | Fencing - Metal Gates | IT | 80.6215 | Gate:Supply and fit or renew slamming plate and rubber buffer welded to gate or post, make good decoration and remove waste and debris. | Gate:Supply and fit or renew slamming plate and rubber buffer welded to gate or post, make good decoration and remove waste and debris. | 80.6215
021001 |  | R | N | Y | N | FE | GATE:RENEW TIMBER NE 1.0SM | Fencing and Gates | Fencing | Fencing - Timber Gates | NO | 87.8155 | Gate:Renew timber single leaf gate ne 1.00sm overall, including galvanised steel strap hinges and hangers fixed to post, new galvanised mild steel auto catch, decorate, remove spoil. | Gate:Renew tanalised softwood single leaf gate ne 1.00sm overall, comprising of two 144x27mm ledges, five 144x20mm vertical boards at 175mm centres and one 144x27mm diagonal brace, including new galvanised steel strap hinges and hangers fixed to existing concrete post, new galvanised mild steel auto catch, prepare for and decorate, remove waste and debris. | 87.8155
021002 |  | R | N | Y | N | FE | GATE:INSTALL TIMBER NE 1.0SM AND POSTS | Fencing and Gates | Fencing | Fencing - Timber Gates | NO | 223.7951 | Gate:Install timber single leaf gate ne 1.00sm overall, galvanised steel strap hinges and hangers fixed to and including pcc posts ne 1.65m long, ironmongery, decorate, reinstatement. | Gate:Install tanalised softwood single leaf gate ne 1.00sm overall, comprising of two 144x27mm ledges, five 144x20mm vertical boards at 175mm centres and one 144x27mm diagonal brace, including galvanised steel strap hinges and hangers fixed to and including precast concrete posts ne 1.65m long, galvanised mild steel auto catch, prepare for and decorate, posts set in concrete including all excavation, concrete, backfill, remove waste and debris, reinstate paving, gardens and the like as necessary. | 223.7951
021003 |  | R | N | Y | N | FE | GATE:RENEW TIMBER NE 1.5SM | Fencing and Gates | Fencing | Fencing - Timber Gates | NO | 145.4693 | Gate:Renew timber single leaf gate ne 1.50sm overall, including galvanised steel strap hinges and hangers fixed to post, new galvanised mild steel auto catch, decorate, remove spoil. | Gate:Renew tanalised softwood single leaf gate ne 1.50sm overall, comprising two 144x27mm ledges, five 144x20mm vertical boards at 175mm centres and one 144x27mm diagonal brace, including new galvanised steel strap hinges and hangers fixed to existing concrete post, new galvanised mild steel auto catch, prepare for and decorate, remove waste and debris. | 145.4693
021004 |  | R | N | Y | N | FE | GATE:INSTALL TIMBER NE 1.5SM AND POSTS | Fencing and Gates | Fencing | Fencing - Timber Gates | NO | 298.8586 | Gate:Install timber single leaf gate ne 1.50sm overall, galvanised steel strap hinges and hangers fixed to and including pcc posts ne 1.65m long, ironmongery, decorate, reinstatement. | Gate:Install tanalised softwood single leaf gate ne 1.50sm overall, comprising two 144x27mm ledges, five 144x20mm vertical boards at 175mm centres and one 144x27mm diagonal brace, including galvanised steel strap hinges and hangers fixed to and including precast concrete posts ne 2.15m long, galvanised mild steel auto catch, prepare for and decorate, posts set in concrete including all excavation, concrete, backfill, remove waste and debris, reinstate paving, gardens and the like as necessary. | 298.8586
021005 |  | R | N | Y | N | FE | GATE:RENEW PAIR TIMBER NE 2.5SM OVERALL | Fencing and Gates | Fencing | Fencing - Timber Gates | NO | 292.5739 | Gate:Renew timber two leaved gate ne 2.50sm overall, including galvanised steel strap hinges and hangers fixed to post, new galvanised mild steel auto catch, decorate, remove spoil. | Gate:Renew tanalised softwood two leaved gate ne 2.50sm overall, each leaf comprising two 144x27mm ledges six 144x20mm vertical boards at 175mm centres and one 144x27mm diagonal brace, including new galavanised steel strap hinges and hangers fixed to existing concrete posts, new galvanised mild steel auto catch, prepare for and decorate, remove waste and debris. | 292.5739
021006 |  | R | N | Y | N | FE | GATES:INSTALL PAIR TIMBER NE 2.5SM AND POST | Fencing and Gates | Fencing | Fencing - Timber Gates | NO | 461.3955 | Gates:Install timber two leaved gate ne 2.5sm overall, galvanised steel strap hinges and hangers fixed to and including pcc posts ne 1.65m long, ironmongery, decorate, reinstatement. | Gates:Install tanalised softwood two leaved gate ne 2.5sm overall, each leaf comprising two 144x27mm ledges, six 144x20mm vertical boards at 175mm centres and one 144x27mm diagonal brace, including steel strap hinges and hangers fixed to and including precast concrete posts, galvanised mild steel auto catch, prepare for and decorate, posts set in concrete including all excavation, concrete, backfill and remove waste and debris, reinstate paving, gardens and like as necessary. | 461.3955
021007 |  | U | N | N | Y | FE | GATE:REPAIR AND EASE AND ADJUST TIMBER GATE | Fencing and Gates | Fencing | Fencing - Timber Gates | NO | 35.7637 | Gate:Repair any damaged timber gate including ease and adjust, remove and rehang as necessary including adjust stop, supply and fix new timbers and scarf new sections as required and redecorate. | Gate:Repair any damaged timber gate including ease and adjust, remove and rehang as necessary including adjust stop, supply and fix new timbers and scarf new sections as required and redecorate to match existing. | 35.7637
021011 |  | R | N | N | N | FE | GATE:RENEW 50X25MM STOP NE 2.0M | Fencing and Gates | Fencing | Fencing - Gate Posts | NO | 11.7781 | Gate:Renew 50x25mm tanalised softwood gate stop ne 2.00m long fixed to gate frame and redecorate to match existing. | Gate:Renew 50x25mm tanalised softwood gate stop ne 2.00m long fixed to gate frame and redecorate to match existing, remove waste and debris. | 11.7781
021013 |  | R | N | N | N | FE | GATE:RENEW GATE AND FENCE CAPPING | Fencing and Gates | Fencing | Fencing - Timber Gates | LM | 7.7113 | Gate:Renew any type and size of gate or fence capping with softwood tanalised capping to match and redecorate to match existing, remove waste and debris. | Gate:Renew any type and size of gate or fence capping with softwood tanalised capping to match and redecorate to match existing, remove waste and debris. | 7.7113
021021 |  | R | N | Y | N | FE | GATE:INSTALL TIMBER PANEL 1.2M HIGH | Fencing and Gates | Fencing | Fencing - Timber Gates | NO | 170.774 | Gate:Install timber single leaf gate comprising 0.90m wide x 1.20m high interwoven or overlap panel, galvanised hinges including 100x100mm timber posts 1.85m long, ironmongery, decorate. | Gate:Install tanalised softwood single leaf gate comprising 0.90m wide x 1.20m high interwoven or overlap panel with additional diagonal brace, including galvanised steel hinges fixed to and including 100x100mm treated softwood posts ne 1.85m long, galvanised mild steel auto catch, prepare for and decorate, posts set in concrete including all excavation, concrete, backfill, remove waste and debris, reinstate paving, gardens and the like as necessary. | 170.774
021023 |  | R | N | Y | N | FE | GATE:INSTALL TIMBER PANEL 1.8M HIGH | Fencing and Gates | Fencing | Fencing - Timber Gates | NO | 232.8776 | Gate:Install timber single leaf gate comprising 0.90m wide x 1.80m high interwoven or overlap panel, galvanised hinges including 100x100mm timber posts 2.45m long, ironmongery, decorate. | Gate:Install tanalised softwood single leaf gate comprising 0.90m wide x 1.80m high interwoven or overlap panel with additional diagonal brace, including galvanised steel hinges fixed to and including 100x100mm treated softwood posts ne 2.45m long, galvanised mild steel auto catch, prepare for and decorate, posts set in concrete including all excavation, concrete, backfill, remove waste and debris, reinstate paving, gardens and the like as necessary. | 232.8776
023001 |  | R | N | Y | N | FE | GATE:RENEW METAL NE 1.0SM | Fencing and Gates | Fencing | Fencing - Metal Gates | NO | 143.1007 | Gate:Renew galvanised mild steel gate ne 1.00sm, overall including sliding bolt, stop and one pair of hanging lugs fixed to brickwork or concrete, decorate, remove spoil. | Gate:Renew galvanised mild steel gate ne 1.00sm, overall consisting of 25x25x3mm angle frame with corners mitred and welded and seven 10x10mm balusters with ends welded to frame, including sliding bolt, stop and one pair of hanging lugs fixed to brickwork or concrete, prepare for and decorate, remove waste and debris. | 143.1007
023003 |  | R | N | Y | N | FE | GATE:RENEW METAL NE 2.0SM | Fencing and Gates | Fencing | Fencing - Metal Gates | NO | 191.2139 | Gate:Renew galvanised mild steel gate ne 2.00sm overall including sliding bolt, stop and one pair of hanging lugs fixed to brickwork or concrete, decorate, remove spoil. | Gate:Renew galvanised mild steel gate ne 2.00sm overall consisting of 25x25x3mm angle frame with corners mitred and welded and seven 10x10mm balusters with ends welded to frame, including sliding bolt, stop and one pair of hanging lugs fixed to brickwork or concrete, prepare for and decorate, remove waste and debris. | 191.2139
023009 |  | U | N | N | Y | FE | GATE:REPAIR AND EASE AND ADJUST METAL GATE | Fencing and Gates | Fencing | Fencing - Metal Gates | NO | 28.0856 | Gate:Ease and adjust any metal gate including remove and refix and carry out any minor repairs and or adjustments as necessary, make good paintwork to match existing. | Gate:Ease and adjust any metal gate including remove and refix and carry out any minor repairs and or adjustments as necessary, make good paintwork to match existing. | 28.0856
023011 |  | U | N | N | Y | FE | GATE:OVERHAUL METAL GATE INC WELDING | Fencing and Gates | Fencing | Fencing - Metal Gates | NO | 47.9785 | Gate:Overhaul and repair gate including taking off easing and adjusting, rehanging, welding on new /existing hinge straightening members and leave in working order. | Gate:Overhaul and repair gate including taking off easing and adjusting, rehanging, welding on new /existing hinge straightening members and leave in working order. | 47.9785
023013 |  | U | N | N | Y | FE | GATE:RENEW FB4 LOCK TO METAL GATE | Fencing and Gates | Fencing | Fencing - Metal Gates | NO | 125.3763 | Gate:Renew FB4 fire brigade lock to any gate, remove waste and debris. | Gate:Renew FB4 fire brigade lock to any gate, remove waste and debris. | 125.3763
023016 |  | U | N | N | Y | FE | GATE:RENEW FB1 OR FB2 COMPLETE | Fencing and Gates | Fencing | Fencing - Metal Gates | NO | 125.2242 | Gate:Renew Fire Brigade FB1 or FB2 rim deadlock, keep and single escutcheon, including altering gate as necessary for new lock and provide two FB1 or FB2 mortice/rim keys. | Gate:Renew Fire Brigade FB1 or FB2 rim deadlock, keep and single escutcheon, including altering gate as necessary for new lock and provide two FB1 or FB2 mortice/rim keys. | 125.2242
023017 |  | U | N | N | Y | FE | GATE:EASE AND ADJUST ANY CLOSER | Fencing and Gates | Fencing | Fencing - Metal Gates | IT | 28.0856 | Gate:Ease and adjust any type gate closer or gate restrictor to ensure correct operation including slowing down or speeding up closing action. | Gate:Ease and adjust any type gate closer or gate restrictor to ensure correct operation including slowing down or speeding up closing action. | 28.0856
023021 |  | U | N | N | Y | FE | GATE:REPAIR GATE WITH EASYGATE REPAIR KIT | Fencing and Gates | Fencing | Fencing - Metal Gates | IT | 303.4831 | Gate:Repair any gate with Easygate Repair Kit and ease and adjust gate including make good decorations and remove waste and debris. | Gate:Repair any gate with Easygate Repair Kit and ease and adjust gate including make good decorations and remove waste and debris. | 303.4831
023023 |  | U | N | N | Y | FE | GATE:REPAIR GATE WITH IAE REPAIR KIT | Fencing and Gates | Fencing | Fencing - Metal Gates | IT | 252.3775 | Gate:Repair any gate with IAE Repair Kit and ease and adjust gate including make good decorations and remove waste and debris. | Gate:Repair any gate with IAE Repair Kit and ease and adjust gate including make good decorations and remove waste and debris. | 252.3775
023041 |  | U | N | N | Y | FE | GATE:SUPPLY AND FIT DROP BOLT | Fencing and Gates | Fencing | Fencing - Metal Gates | IT | 58.2664 | Gate:Supply and fit or renew drop bolt to metal gate including all fixings or welding and keep. Make good decorations and surfaces and remove waste and debris. | Gate:Supply and fit or renew drop bolt to metal gate including all fixings or welding and keep. Make good decorations and surfaces and remove waste and debris. | 58.2664
023043 |  | U | N | N | Y | FE | GATE:SUPPLY AND FIT EASYGATE WITH LOCKABLE SLIDER | Fencing and Gates | Fencing | Fencing - Metal Gates | IT | 905.8225 | Gate:Supply and fit or renew Easygate gate ne 1.00sm, welded, 50x50x3mm angle frame and eight 16mm dia balusters, ironmongery, posts set in concrete, decorate, make good, remove waste and debris. | Gate:Supply and fit or renew Easygate gate ne 1.00sm, overall consisting of 50x50x3mm angle frame with corners mitred and welded and eight 16mm diameter balusters with ends welded to frame, including sliding bolt, stop and one pair of lugs including posts set in concrete, prepare for and decorate, make good surfaces, remove waste and debris. closer with lockable slider. | 905.8225
023045 |  | U | N | N | Y | FE | GATE:SUPPLY AND FIT FENCESECURE CLOSER | Fencing and Gates | Fencing | Fencing - Metal Gates | IT | 86.8795 | Gate:Supply and fit or renew Fencesecure gate closer or equal approved in accordance with manufacturers technical data sheet, alterations required to gate or post, make good, remove waste and debris. | Gate:Supply and fit or renew Fencesecure gate closer or equal approved in accordance with manufacturers instructions including any alterations required to gate or post, make good decorations and remove waste and debris. | 86.8795
023047 |  | U | N | N | Y | FE | GATE:SUPPLY AND FIT GERDA LOCK TO GALLOWS GATE | Fencing and Gates | Fencing | Fencing - Metal Gates | NO | 229.1852 | Gate:Supply and fit or renew any Gerda lock and keep to gallows gate, including altering gate as necessary for new lock and provide two Gerda keys. | Gate:Supply and fit or renew any Gerda lock and keep to gallows gate, including altering gate as necessary for new lock and provide two Gerda keys. | 229.1852
023051 |  | U | N | N | Y | FE | GATE:SUPPLY AND FIT MONOHINGE AND BEARINGS | Fencing and Gates | Fencing | Fencing - Metal Gates | IT | 251.6182 | Gate:Supply and fit or renew Monohinge gate closer and bearings including all fixings, making good to decorations, remove waste and debris. | Gate:Supply and fit or renew Monohinge gate closer and bearings including all fixings, making good to decorations, remove waste and debris. | 251.6182
023053 |  | U | N | N | Y | FE | GATE:SUPPLY AND FIT NOREG HD CLOSER | Fencing and Gates | Fencing | Fencing - Metal Gates | IT | 98.6965 | Gate:Supply and fit or renew Noreg gate closer or equal approved in accordance with manufacturers technical data sheet, any alterations required to gate or post, make good, remove waste and debris. | Gate:Supply and fit or renew Noreg heavy duty gate closer or equal approved in accordance with manufacturers instructions including any alterations required to gate or post, make good decorations and remove waste and debris. | 98.6965
023055 |  | U | N | N | Y | FE | GATE:SUPPLY AND FIT RUBBER BUFFER | Fencing and Gates | Fencing | Fencing - Metal Gates | IT | 17.7269 | Gate:Supply and fit or renew rubber buffer to gate or post, make good decoration and remove waste and debris. | Gate:Supply and fit or renew rubber buffer to gate or post, make good decoration and remove waste and debris. | 17.7269
023061 |  | R | N | Y | N | FE | GATE:RENEW METAL NE 1.0SM BOW TOPPED | Fencing and Gates | Fencing | Fencing - Metal Gates | NO | 146.0257 | Gate:Renew galvanised mild steel bow topped gate 900mm wide x 850mm high, 25 x 25 x 3mm angle frame and seven 10 x 10mm balusters, prepare for and decorate, remove waste and debris. | Gate:Renew galvanised mild steel bow topped gate 900mm wide x 850mm high, overall consisting of 25 x 25 x 3mm angle frame with corners mitred and welded and seven 10 x 10mm balusters with ends welded to frame, including sliding bolt, stop and one pair of hanging lugs fixed to brickwork or concrete post, prepare for and decorate, remove waste and debris. | 146.0257
023063 |  | R | N | Y | N | FE | GATE:RENEW METAL 1100MM BOW TOPPED | Fencing and Gates | Fencing | Fencing - Metal Gates | NO | 152.917 | Gate:Renew galvanised mild steel bow topped gate 900mm wide x 1100mm high, 25 x 25 x 3mm angle frame and seven 10 x 10mm balusters, prepare for and decorate, remove waste and debris. | Gate:Renew galvanised mild steel bow topped gate 900mm wide x 1100mm high, overall consisting of 25 x 25 x 3mm angle frame with corners mitred and welded and seven 10 x 10mm balusters with ends welded to frame, including sliding bolt, stop and one pair of hanging lugs fixed to brickwork or concrete post, prepare for and decorate, remove waste and debris. | 152.917
023065 |  | R | N | Y | N | FE | GATE:RENEW METAL 1200MM BOW TOPPED | Fencing and Gates | Fencing | Fencing - Metal Gates | NO | 162.745 | Gate:Renew galvanised mild steel bow topped gate 900mm wide x 1200mm high, 25 x 25 x 3mm angle frame and seven 10 x 10mm balusters, prepare for and decorate, remove waste and debris. | Gate:Renew galvanised mild steel bow topped gate 900mm wide x 1200mm high, overall consisting of 25 x 25 x 3mm angle frame with corners mitred and welded and seven 10 x 10mm balusters with ends welded to frame, including sliding bolt, stop and one pair of hanging lugs fixed to brickwork or concrete post, prepare for and decorate, remove waste and debris. | 162.745
023071 |  | U | N | N | Y | FE | GATE:REMOVE METAL SINGLE GATE AND POSTS | Fencing and Gates | Fencing | Fencing - Metal Gates | NO | 36.715 | Gate:Take off and clear away metal gate and posts set in concrete any size, fill post holes with topsoil and reinstate paths and gardens, remove waste and debris. | Gate:Take off and clear away metal gate and posts set in concrete any size, fill post holes with topsoil and reinstate paths and gardens, remove waste and debris. | 36.715
025001 |  | R | N | Y | N | FE | GATE POST:RENEW TIMBER | Fencing and Gates | Fencing | Fencing - Gate Posts | NO | 75.9919 | Gate Post:Renew gate post with timber post size 100x125mm, set in concrete, excavation, concrete, backfill and remove spoil, reinstatement, remove refix fencing and gates as necessary, redecorate. | Gate Post:Renew gate post with tanalised softwood post, post size 100x125mm, set in concrete, including all excavation, concrete, backfill and remove waste and debris, reinstate paving, gardens and the like as necessary, remove and refix fencing and gates as necessary, transfer existing latch keep or gudgeon pins, redecorate to match existing. | 75.9919
025003 |  | R | N | Y | N | FE | GATE POST:RENEW PCC | Fencing and Gates | Fencing | Fencing - Gate Posts | NO | 75.706 | Gate Post:Renew gate post with pcc post ne 1.65m long, set in concrete, excavation, concrete, backfill and remove spoil, reinstatement, remove refix fencing and gates as necessary. | Gate Post:Renew gate post with precast concrete ne 1.65m long, set in concrete, including all excavation, concrete, backfill and remove waste and debris, reinstate paving, gardens and the like as necessary, remove and refix fencing and gates as necessary, transfer existing latch keep or gudgeon pins. | 75.706
025005 |  | R | N | Y | N | FE | GATE FRAME:RENEW TIMBER | Fencing and Gates | Fencing | Fencing - Gate Posts | LM | 48.6958 | Gate Frame:Renew gate frame with tanalised softwood gate frame, including plug and screw frame to brickwork and redecorate to match existing, remove waste and debris. | Gate Frame:Renew gate frame with tanalised softwood gate frame, including plug and screw frame to brickwork and redecorate to match existing, remove waste and debris. | 48.6958
025011 |  | R | N | N | N | FE | GATE POST:RENEW OR SUPPLY ANCHOR POST | Fencing and Gates | Fencing | Fencing - Gate Posts | NO | 67.5994 | Gate Post:Renew or supply and fix new gate anchor post of any type and size complete with all clips and fastenings, set in concrete, excavation, concrete, backfill, remove spoil, reinstatement. | Gate Post:Renew or supply and fix new gate anchor post of any type and size complete with all clips and fastenings, set in concrete, including all excavation, concrete, backfill, remove waste and debris, reinstate paving, gardens and the like as necessary, remove and refix fencing and gates as necessary and prepare for redecoration. | 67.5994
027521 |  | R | N | N | N | FE | BARRIER RAILINGS:SUPPLY AND FIX 1.1M HIGH | Fencing and Gates | Fencing | Fencing - Barrier Railings | LM | 412.9366 | Barrier Railings:Supply and fix steel balustrade 1100mm high, set in concrete, remove waste and debris, reinstatement of paving, gardens and the like, prepare for and decorate to all surfaces. | Barrier Railings:Supply and fix galvanised mild steel balustrade 1100mm high comprising 6x50mm horizontal rails, 50x50mm posts 1525mm long, ragged at end at 2.00m centres and 12x12mm balusters all welded together and set in concrete GEN3, excavate post holes, backfill and remove waste and debris, reinstatement of paving, gardens and the like, rub down and prepare for and decorate to all surfaces. (measured per metre run of fencing). | 412.9366
029101 |  | U | N | Y | Y | GR | LINE:NEW DOMESTIC ROTARY AND BASE | Groundworks | Miscellaneous Fittings | Clothes Lines | NO | 121.5049 | Line:Erect domestic rotary clothes line with loose socket, excavate for and including concrete base, remove spoil and reinstate paving or garden areas. | Line:Erect domestic rotary clothes line with loose socket, excavate for and including concrete base, remove spoil and reinstate paving or garden areas. | 121.5049
029103 |  | R | N | Y | N | GR | LINE:ERECT NEW COMMUNAL/HEAVY DUTY ROTARY AND BASE | Groundworks | Miscellaneous Fittings | Clothes Lines | NO | 324.7456 | Line:Erect communal or heavy duty rotary clothes line with loose socket, excavate for and including concrete base and remove waste and debris and reinstate path or garden areas. | Line:Erect communal or heavy duty rotary clothes line with loose socket, excavate for and including concrete base and remove waste and debris and reinstate path or garden areas. | 324.7456
029105 |  | U | N | Y | Y | GR | LINE:RENEW DOMESTIC ROTARY | Groundworks | Miscellaneous Fittings | Clothes Lines | NO | 85.9145 | Line:Renew domestic rotary clothes line, set in existing socket and clear away existing to approved tip. | Line:Renew domestic rotary clothes line, set in existing socket and clear away, remove waste and debris. | 85.9145
029107 |  | R | N | Y | N | GR | LINE:RENEW COMMUNAL/HEAVY DUTY ROTARY | Groundworks | Miscellaneous Fittings | Clothes Lines | NO | 289.1552 | Line:Renew communal or heavy duty rotary clothes line, set in existing socket and clear away existing to approved tip. | Line:Renew communal or heavy duty rotary clothes line, set in existing socket and clear away, remove waste and debris. | 289.1552
029109 |  | U | N | N | Y | GR | LINE:RE-STRING CLOTHES LINE | Groundworks | Miscellaneous Fittings | Clothes Lines | NO | 27.8675 | Line:Re-string any clothes line including remove remains of existing line. | Line:Re-string any clothes line including remove remains of existing line. | 27.8675
029111 |  | R | N | Y | N | GR | LINE:NEW PCC CLOTHES POST AND BASE | Groundworks | Miscellaneous Fittings | Clothes Lines | NO | 99.1462 | Line:Erect 100x100x2700mm precast concrete clothes post, excavate for and including concrete base, remove waste and debris and reinstate path or garden areas. | Line:Erect 100x100x2700mm precast concrete clothes post, excavate for and including concrete base, remove waste and debris and reinstate paving or garden areas. | 99.1462
029115 |  | R | N | Y | N | GR | LINE:NEW STEEL CLOTHES POST-NE 3.0M | Groundworks | Miscellaneous Fittings | Clothes Lines | NO | 76.6471 | Line:Erect 50mm diameter galvanised steel clothes post upto 3.00m long with pulleys, excavate for and including concrete base, remove waste and debris and reinstate paving or garden areas. | Line:Erect 50mm diameter galvanised steel clothes post upto 3.00m long with pulleys, excavate for and including concrete base, remove waste and debris and reinstate paving or garden areas. | 76.6471
029117 |  | U | N | N | Y | GR | LINE:RELOCATE ROTARY DRIER | Groundworks | Miscellaneous Fittings | Clothes Lines | NO | 71.2147 | Line:Relocate rotary drier in new position, break out or renew aluminium tube socket, remove existing base, excavate for and including new concrete base, remove spoil, make good. | Line:Relocate rotary clothes drier in new position, carefully break out or renew aluminium tube socket, remove existing concrete base, excavate for and including new concrete base remove waste and debris and reinstate paving or garden areas. | 71.2147
029119 |  | U | N | N | Y | GR | LINE:RELOCATE PCC OR STEEL CLOTHES POST | Groundworks | Miscellaneous Fittings | Clothes Lines | NO | 46.7083 | Line:Relocate pcc or steel clothes post in new position, break out existing post and base, excavate for and including new concrete base and remove spoil, reinstate paving or garden areas. | Line:Relocate precast concrete or steel clothes post in new position, carefully break out existing post, remove existing concrete base, excavate for and including new concrete base and remove waste and debris and reinstate paving or garden areas. | 46.7083
029123 |  | U | N | N | Y | GR | LINE:RENEW PULLEY | Groundworks | Miscellaneous Fittings | Clothes Lines | IT | 17.4709 | Line:Renew pulley wheel and bracket to clothes line, including fixing to any background. | Line:Renew pulley wheel and bracket to clothes line, including fixing to any background. | 17.4709
029125 |  | U | N | N | Y | GR | LINE:RENEW RESTRAINING BRACKET | Groundworks | Miscellaneous Fittings | Clothes Lines | IT | 13.9726 | Line:Renew restraining bracket to clothes Line including fixing to any background. | Line:Renew restraining bracket to clothes Line including fixing to any background. | 13.9726
029301 |  | U | N | N | Y | GR | SIGN:COLLECT AND FIX | Groundworks | Miscellaneous Fittings | Signs | NO | 18.1392 | Sign:Collect sign from Client's Office and screw to timber, plug and screw to masonry or bolt to metal posts. | Sign:Collect sign from Client's Office and screw to timber, plug and screw to masonry or bolt to metal posts. | 18.1392
029303 |  | R | N | Y | N | GR | SIGN:NEW NO PARKING | Groundworks | Miscellaneous Fittings | Signs | NO | 70.4308 | Sign:Supply and install standard 'No Parking' sign and screw to timber, plug or screw to masonry or bolt to metal posts. | Sign:Supply and install standard 'No Parking' sign and screw to timber, plug or screw to masonry or bolt to metal posts. | 70.4308
029305 |  | R | N | Y | N | GR | SIGN:NEW NO BALL GAMES | Groundworks | Miscellaneous Fittings | Signs | NO | 70.4308 | Sign:Supply and install standard 'No Ball Games' sign and screw to timber, plug or screw to masonry or bolt to metal posts. | Sign:Supply and install standard 'No Ball Games' sign and screw to timber, plug or screw to masonry or bolt to metal posts. | 70.4308
029307 |  | R | N | Y | N | GR | SIGN:NEW NO DOGS | Groundworks | Miscellaneous Fittings | Signs | NO | 70.4308 | Sign:Supply and install standard 'No Dogs' sign and screw to timber, plug or screw to masonry or bolt to metal posts. | Sign:Supply and install standard 'No Dogs' sign and screw to timber, plug or screw to masonry or bolt to metal posts. | 70.4308
029309 |  | R | N | N | N | GR | SIGN:WARNING ANTI VANDAL PAINT IN USE | Groundworks | Miscellaneous Fittings | Signs | NO | 39.73 | Sign:Supply and install standard 'Anti Vandal Paint In Use' sign and screw to timber, plug or screw to masonry or bolt to metal posts. | Sign:Supply and install standard 'Anti Vandal Paint In Use' sign and screw to timber, plug or screw to masonry or bolt to metal posts. | 39.73
029311 |  | R | N | N | N | GR | SIGN:SUPPLY + FIT 400X400 SIGN AND POST | Groundworks | Miscellaneous Fittings | Signs | IT | 170.2049 | Sign:Supply and fit or renew standard operator sign 400mm x 400 mm complete with aluminium post 2.5m x 76mm diameter set in concrete, make good surfaces and remove waste and debris. | Sign:Supply and fit or renew standard operator sign 400mm x 400 mm complete with aluminium post 2.5m x 76mm diameter set in concrete, make good surfaces and remove waste and debris. | 170.2049
029313 |  | R | N | N | N | GR | SIGN:SUPPLY + FIT 400X400 SIGN ONTO GATE ETC. | Groundworks | Miscellaneous Fittings | Signs | IT | 75.9895 | Sign:Supply and fit or renew standard operator sign 400mm x 400 mm fixed onto gate, fence or wall. | Sign:Supply and fit or renew standard operator sign 400mm x 400 mm fixed onto gate, fence or wall. | 75.9895
029315 |  | R | N | N | N | GR | SIGN:SUPPLY + FIT 400X400 SIGN ONTO EXISTING | Groundworks | Miscellaneous Fittings | Signs | IT | 70.4308 | Sign:Supply and fit or renew standard operator sign 400mm x 400 mm fixed onto existing backing plate. | Sign:Supply and fit or renew standard operator sign 400mm x 400 mm fixed onto existing backing plate. | 70.4308
029317 |  | R | N | N | N | GR | SIGN:SUPPLY + FIT 600X400 SIGN AND POST | Groundworks | Miscellaneous Fittings | Signs | IT | 223.6154 | Sign:Supply and fit or renew standard operator sign 600mm x 400 mm complete with aluminium post 2.5m x 76mm diameter set in concrete, make good surfaces and remove waste and debris. | Sign:Supply and fit or renew standard operator sign 600mm x 400 mm complete with aluminium post 2.5m x 76mm diameter set in concrete, make good surfaces and remove waste and debris. | 223.6154
029319 |  | R | N | N | N | GR | SIGN:SUPPLY + FIT 600X400 SIGN ONTO GATE ETC. | Groundworks | Miscellaneous Fittings | Signs | IT | 93.7852 | Sign:Supply and fit or renew standard operator sign 600mm x 400 mm fixed onto gate, fence or wall. | Sign:Supply and fit or renew standard operator sign 600mm x 400 mm fixed onto gate, fence or wall. | 93.7852
029321 |  | R | N | N | N | GR | SIGN:SUPPLY + FIT 600X400 SIGN ONTO EXISTING | Groundworks | Miscellaneous Fittings | Signs | IT | 86.9161 | Sign:Supply and fit or renew standard operator sign 600mm x 400 mm fixed onto existing backing plate. | Sign:Supply and fit or renew standard operator sign 600mm x 400 mm fixed onto existing backing plate. | 86.9161
029323 |  | R | N | N | N | GR | SIGN:SUPPLY AND FIT ANTI GRAFFITI FILM | Groundworks | Miscellaneous Fittings | Signs | SM | 14.5459 | Sign:Supply and fit or renew anti-graffiti film to any sign including preparation, cutting and remove waste and debris. | Sign:Supply and fit or renew anti-graffiti film to any sign including preparation, cutting and remove waste and debris. | 14.5459
029341 | New | U | N | N | Y | GR | SIGN:REMOVE "FOR SALE" SIGN | Groundworks | Miscellaneous Fittings | Signs | NO | 19.6017 | Sign:Remove and dispose of redundant “for sale” sign fixed onto gate, fence or wall, make good, remove waste and debris. | Sign:Remove and dispose of redundant “for sale” sign fixed onto gate, fence or wall, make good, remove waste and debris. | 19.6017
049001 |  | R | N | Y | N | GR | FOUNDATIONS:EXCAVATE CONCRETE BRICKWORK TRENCH | Foundations | Foundations in Trenches | Foundations in Trenches | LM | 398.2131 | Foundations:Excavate trench 600mm wide ne 1m deep lay concrete to depth ne 775mm, build cavity wall in engineering bricks and facings, including DPC, build in ties, fill cavity of wall, all labours. | Foundations:Excavate trench 600mm wide and ne 1.00m deep including all necessary planking and strutting, return, fill in and ram, remove waste and debris, level and ram, lay concrete (1:3:6) in trench to depth ne 775mm build cavity wall in engineering bricks and facings in cement mortar (1:3) including damp proof course, build in stainless steel wall ties, fill cavity of wall with concrete (1:10), including all labours. | 398.2131
049003 |  | R | N | Y | N | GR | FOUNDATIONS:EXCAVATE CONCRETE TRENCH | Foundations | Foundations in Trenches | Foundations in Trenches | LM | 83.6844 | Foundations:Excavate trench 500mm wide and ne 500mm deep, planking and strutting, return, fill in and ram, remove waste and debris, level and ram, lay concrete (1:3:6) in trench to depth ne 250mm. | Foundations:Excavate trench 500mm wide and ne 500mm deep including all necessary planking and strutting, return, fill in and ram, remove waste and debris, level and ram, lay concrete (1:3:6) in trench to depth ne 250mm. | 83.6844
049101 |  | R | N | Y | N | GR | EXCAVATE:PIT NE 1.00M | Foundations | Excavation | Excavation | CM | 113.9574 | Excavate:Excavate in any soil for pit ne 1.00m deep, earthwork support and dispose of spoil to temporary spoil heap. | Excavate:Excavate in any soil for pit ne 1.00m deep, earthwork support and dispose of spoil to temporary spoil heap. | 113.9574
049103 |  | R | N | Y | N | GR | EXCAVATE:PIT NE 2.00M | Foundations | Excavation | Excavation | CM | 152.8696 | Excavate:Excavate in any soil for pit over 1.00m and ne 2.00m deep, earthwork support and dispose of spoil to temporary spoil heap. | Excavate:Excavate in any soil for pit over 1.00m and ne 2.00m deep, earthwork support and dispose of spoil to temporary spoil heap. | 152.8696
049105 |  | R | N | Y | N | GR | EXCAVATE:TRENCH NE 1.00M | Foundations | Excavation | Excavation | CM | 166.7669 | Excavate:Excavate in any soil for trench ne 600mm wide and ne 1.00m deep, earthwork support and dispose of spoil to temporary spoil heap. | Excavate:Excavate in any soil for trench ne 600mm wide and ne 1.00m deep, earthwork support and dispose of spoil to temporary spoil heap. | 166.7669
049107 |  | R | N | Y | N | GR | EXCAVATE:TRENCH NE 2.00M | Foundations | Excavation | Excavation | CM | 241.8119 | Excavate:Excavate in any soil for trench ne 600mm wide and over 1.00m and ne 2.00m deep, earthwork support and dispose of spoil to temporary spoil heap. | Excavate:Excavate in any soil for trench ne 600mm wide and over 1.00m and ne 2.00m deep, earthwork support and dispose of spoil to temporary spoil heap. | 241.8119
049201 |  | R | N | Y | N | GR | HARDCORE:FILLING | Foundations | Hardcore Filling | Hardcore Filling | CM | 136.2047 | Hardcore:Imported filling to beds, pits, trenches etc., laid and compacted in maximum 300mm layers. | Hardcore:Imported filling to beds, pits, trenches etc., laid and compacted in maximum 300mm layers. | 136.2047
049203 |  | R | N | Y | N | GR | MOT TYPE 1:FILLING | Foundations | Hardcore Filling | Hardcore Filling | CM | 137.9948 | MOT Type 1:Filling to beds, pits, trenches etc., laid and compacted in maximum 150mm layers. | MOT Type 1:Filling to beds, pits, trenches etc., laid and compacted in maximum 150mm layers. | 137.9948
049205 |  | R | N | Y | N | GR | SAND:BLINDING | Foundations | Hardcore Filling | Hardcore Filling | SM | 9.1157 | Sand:Blind surface of hardcore filling with 50mm building sand blinding, laid and compacted. | Sand:Blind surface of hardcore filling with 50mm building sand blinding, laid and compacted. | 9.1157
049301 |  | R | N | Y | N | GR | CONCRETE:SUPPLY AND PLACE IN TRENCH | Foundations | Concrete (1:3:6) | Concrete (1:3:6) | LM | 39.1496 | Concrete:Supply and place concrete (1:3:6) in foundation 600mm wide and ne 300mm deep as directed including tamped finish, formwork as necessary. | Concrete:Supply and place concrete (1:3:6) in foundation 600mm wide and ne 300mm deep as directed including tamped finish, formwork as necessary. | 39.1496
049303 |  | R | N | Y | N | GR | CONCRETE:SUPPLY AND PLACE IN BEDS | Foundations | Concrete (1:3:6) | Concrete (1:3:6) | CM | 219.9685 | Concrete:Supply and place concrete (1:2:4) in beds, bases, plinths ne 300mm deep as directed including tamped finish, formwork as necessary. | Concrete:Supply and place concrete (1:2:4) in beds, bases, plinths ne 300mm deep as directed including tamped finish, formwork as necessary. | 219.9685
049305 |  | R | N | Y | N | GR | CONCRETE:SUPPLY AND PLACE IN MASS FOUNDATION | Foundations | Concrete (1:3:6) | Concrete (1:3:6) | CM | 211.63 | Concrete:Supply and place concrete (1:2:4) in beds, bases, plinths over 300mm deep as directed including tamped finish, formwork as necessary. | Concrete:Supply and place concrete (1:2:4) in beds, bases, plinths over 300mm deep as directed including tamped finish, formwork as necessary. | 211.63
049307 |  | R | N | Y | N | GR | CONCRETE:SUPPLY AND PLACE IN CAVITY | Foundations | Concrete (1:3:6) | Concrete (1:3:6) | SM | 15.3284 | Concrete:Supply and place concrete (1:2:4) in cavity fill 50mm wide to cavity of brick wall, formwork as necessary. | Concrete:Supply and place concrete (1:2:4) in cavity fill 50mm wide to cavity of brick wall, formwork as necessary. | 15.3284
049401 |  | R | N | Y | N | GR | MEMBRANE:LAY POLYTHENE | Foundations | Foundation Sundries | Foundation Sundries | SM | 7.9808 | Membrane:Lay 250mm polythene damp proof membrane sheeting, 100mm welted laps. | Membrane:Lay 250mm polythene damp proof membrane sheeting, 100mm welted laps. | 7.9808
049403 |  | R | N | Y | N | GR | REINFORCEMENT:LAY A393 MESH | Foundations | Foundation Sundries | Foundation Sundries | SM | 23.2028 | Reinforcement:Supply and lay A393 mesh reinforcement in beds, 200mm side and end laps including tying wire, all cutting and bending, spacers and chairs. | Reinforcement:Supply and lay A393 mesh reinforcement in beds, 200mm side and end laps including tying wire, all cutting and bending, spacers and chairs. | 23.2028
049405 |  | R | N | Y | N | GR | REINFORCEMENT:LAY MESH | Foundations | Foundation Sundries | Foundation Sundries | SM | 9.2912 | Reinforcement:Lay chicken wire mesh reinforcement in beds, 200mm side and end laps including tying wire, all cutting and bending, spacers and chairs. | Reinforcement:Lay chicken wire mesh reinforcement in beds, 200mm side and end laps including tying wire, all cutting and bending, spacers and chairs. | 9.2912
049407 |  | R | N | Y | N | GR | DUCT:FORM IN SURFACE OF CONCRETE BED | Foundations | Foundation Sundries | Foundation Sundries | LM | 31.3405 | Duct:Form service duct ne 300mm wide and ne 75mm deep in surface of concrete bed including all formwork as necessary. | Duct:Form service duct ne 300mm wide and ne 75mm deep in surface of concrete bed including all formwork as necessary. | 31.3405
070101 |  | R | N | Y | N | GR | SHED:INSTALL PROPRIETARY STORAGE INCLUDING SLAB | Groundworks | Miscellaneous Fittings | Garden Sheds | IT | 1053.5391 | Shed:Supply and install proprietary storage shed [PC Sum for supply £440.00] plan size 2400x1800mm with door, all ironmongery, locks etc., 150mm concrete slab, dpm, and sub-base, remove debris. | Shed:Supply and install proprietary storage shed [PC Sum for supply and delivery to site £440.00 excluding VAT] approximate plan size 2400x1800mm complete with door, all ironmongery, locks etc., shed fixed to and including 150mm concrete slab laid on and including damp proof membrane on blinded hardcore bed, include for all excavation, remove waste and debris, compacting as necessary. | 1053.5391
070102 |  | R | N | Y | N | GR | SHED:INSTALL PROPRIETARY STORAGE EXCLUDING SLAB | Groundworks | Miscellaneous Fittings | Garden Sheds | IT | 751.5454 | Shed:Supply and install proprietary storage shed [PC Sum for supply £440.00] plan size 2400x1800mm complete with door, all ironmongery, locks etc., shed fixed to existing hardstanding. | Shed:Supply and install proprietary storage shed [PC Sum for supply and delivery to site £440.00 excluding VAT] approximate plan size 2400x1800mm complete with door, all ironmongery, locks etc., shed fixed to existing concrete or precast concrete hardstanding. | 751.5454
070105 |  | R | N | Y | N | JR | SHED DOOR:RENEW L AND B DOOR | Groundworks | Miscellaneous Fittings | Garden Sheds | NO | 200.1335 | Shed Door:Renew shed or bin store door with any size softwood ledged and braced door with 20mm tongued, grooved and v jointed boarding, all ironmongery, decorate and make good. | Door:Renew shed or bin store door with any size 40mm thick single softwood matchboard ledged and braced door with 169x20mm ledges and 106x20mm braces covered on face with 20mm tongued, grooved and v jointed boarding, including remove existing door and hinges, remove and refit door stop as necessary, fit and hang new door on one pair of tee hinges, make good frame, complete with all ironmongery and decorate to match existing, and remove waste and debris, supply two keys and hand to Tenant or Client Representative. | 200.1335
070107 |  | R | N | Y | N | JR | SHED DOOR:RENEW F L AND B DOOR | Groundworks | Miscellaneous Fittings | Garden Sheds | NO | 231.8251 | Shed Door:Renew shed or bin store door with any size softwood framed, ledged, braced door, 20mm tongued, grooved and v jointed boarding, all ironmongery, decorate and make good. | Door:Renew shed or bin store door with any size 40mm thick single softwood matchboard framed, ledged and braced door with 169x20mm ledges and 106x20mm braces covered on face with 20mm tongued, grooved and V jointed boarding, including remove existing door and hinges, remove and refit door stop as necessary, fit and hang new door on one pair of tee hinges, make good frame, complete with all ironmongery and decorate to match existing, and remove waste and debris. | 231.8251
070108 |  | X | N | Y | N | JR | SHED DOOR:RENEW COMPOSITE L AND B DOOR AND FRAME | Groundworks | Miscellaneous Fittings | Garden Sheds | NO | 695.809 | Shed Door:Renew shed or bin store door with any size composite ledged and braced door, all ironmongery, decorate and make good. | Shed Door:Renew shed or bin store door with any size composite ledged and braced door, all ironmongery, decorate and make good. | 695.809
070109 |  | R | N | Y | N | JR | SHED LOCK:RENEW COMPLETE | Groundworks | Miscellaneous Fittings | Garden Sheds | NO | 44.6697 | Shed Lock:Renew rimlock, keep and set of rimlock furniture to shed or bin store door, including altering door as necessary for new lock and housing out existing frame as necessary. | Shed Lock:Renew rimlock, keep and set of rimlock furniture to shed or bin store door, including altering door as necessary for new lock and housing out existing frame as necessary, and remove waste and debris supply two keys and hand to Tenant or Client Representative. | 44.6697
070111 |  | U | N | N | Y | JR | SHED DOOR:RENEW OR FIX NEW PADLOCK | Groundworks | Miscellaneous Fittings | Garden Sheds | NO | 20.9093 | Shed Door:Renew or supply and fix 50mm galvanised Squire 440 or other equal and approved padlock to shed or bin store door, supply two keys and hand to Tenant or Client Representative. | Shed Door:Renew or supply and fix 50mm galvanised approved padlock to shed or bin store door, supply two keys and hand to Tenant or Client Representative. | 20.9093
070113 |  | U | N | N | Y | JR | SHED DOOR:RENEW WITH HASP AND STAPLE | Groundworks | Miscellaneous Fittings | Garden Sheds | NO | 24.6744 | Shed Door:Renew any type of hasp and staple to shed or bin store door. | Shed Door:Renew any type of hasp and staple to shed or bin store door. | 24.6744
070115 |  | U | N | N | Y | JR | SHED DOOR:RENEW HASP AND PADLOCK | Groundworks | Miscellaneous Fittings | Garden Sheds | NO | 38.3571 | Shed Door:Renew any type of hasp, staple and 50mm galvanised Squire 440 or other equal and approved padlock to shed or bin store door, supply two keys and hand to Tenant or CR. | Shed Door:Renew any type of hasp, staple and 50mm galvanised approved padlock to shed or bin store door, supply two keys and hand to Tenant or Client Representative. | 38.3571
080001 |  | U | N | N | Y | GR | COAL BUNKER:REMOVE | Groundworks | Miscellaneous Fittings | Coal Bunkers | NO | 66.6985 | Coal Bunker:Take down existing damaged coal bunker and remove waste and debris. | Coal Bunker:Take down existing damaged coal bunker and remove waste and debris. | 66.6985
080003 |  | R | N | Y | N | GR | COAL BUNKER:RENEW WOODEN TOP | Groundworks | Miscellaneous Fittings | Coal Bunkers | NO | 42.0109 | Coal Bunker:Take off existing wooden top and remove from site to approved tup, fix new wooden top. | Coal Bunker:Take off existing wooden top and remove waste and debris, fix new wooden top. | 42.0109
080005 |  | R | N | Y | N | GR | COAL BUNKER:RENEW CONCRETE TOP | Groundworks | Miscellaneous Fittings | Coal Bunkers | NO | 81.6154 | Coal Bunker:Take off existing concrete top and remove waste and debris, fix new concrete top. | Coal Bunker:Take off existing concrete top and remove waste and debris, fix new concrete top. | 81.6154
080009 |  | R | N | Y | N | GR | COAL BUNKER:PREPARE BASE | Groundworks | Miscellaneous Fittings | Coal Bunkers | NO | 113.0696 | Coal Bunker:Excavate to reduce levels, lay 100mm compacted granular sub base, lay 2 No. 900x600mm pcc paving slabs, solid bedded on mortar (1:3) ready to receive coal bunker, remove waste and debris. | Coal Bunker:Excavate to reduce levels, lay 100mm granular sub-base well compacted, lay 2 No. 900x600mm precast concrete paving slabs, solid bedded on cement mortar (1:3) ready to receive coal bunker, remove waste and debris. | 113.0696
080010 |  | R | N | Y | N | GR | COAL BUNKER:FIX NEW 5 CWT PLASTIC TO EXISTING BASE | Groundworks | Miscellaneous Fittings | Coal Bunkers | NO | 314.9682 | Coal Bunker:Supply and fix new proprietary plastic coal bunker, 5 hundredweight capacity complete to existing base. | Coal Bunker:Supply and fix new proprietary plastic coal bunker, 5 hundredweight capacity complete to existing base. | 314.9682
080012 |  | R | N | Y | N | GR | COAL BUNKER:FIX NEW 10 CWT PLASTIC EXISTING BASE | Groundworks | Miscellaneous Fittings | Coal Bunkers | NO | 381.705 | Coal Bunker:Supply and fix new proprietary plastic coal bunker, 10 hundredweight capacity complete to existing base. | Coal Bunker:Supply and fix new proprietary plastic coal bunker, 10 hundredweight capacity complete to existing base. | 381.705
080101 |  | R | N | Y | N | GR | WHEELIE BIN:RENEW DOMESTIC 240L | Groundworks | Miscellaneous Fittings | Domestic Wheeled Bins | NO | 62.3652 | Wheelie Bin:Renew with 240 litre recyclable polyethylene wheeled and lidded bin complete with solid zinc coated axles with 2 tough rubber wheels, multi-purpose hinge and handle system. | Wheelie Bin:Renew with proprietary 240 litre high quality recyclable polyethylene wheeled and lidded bin conforming to EN840 standards complete with solid zinc coated axles with 2 tough rubber wheels, reinforced comb edge compataible with standard lifting equipment, multi-purpose hinge and handle system for both tilting and manoeuvring purposes, remove waste and debris. | 62.3652
080103 |  | R | N | Y | N | GR | WHEELIE BIN:RENEW 1100L | Groundworks | Miscellaneous Fittings | Domestic Wheeled Bins | NO | 228.334 | Wheelie Bin:Renew with 1100 litre recyclable polyethylene wheeled and lidded bin complete with solid zinc coated axles with 4 tough rubber wheels, multi-purpose hinge and handle system. | Wheelie Bin:Renew with proprietary 1100 litre high quality recyclable polyethylene wheeled and lidded bin conforming to EN840 standards complete with solid zinc coated axles with 4 tough rubber wheels, reinforced comb edge compataible with standard lifting equipment, multi-purpose hinge and handle system for both tilting and manoeuvring purposes, remove waste and debris. | 228.334
080105 |  | R | N | Y | N | GR | WHEELIE BIN:RENEW LID | Groundworks | Miscellaneous Fittings | Domestic Wheeled Bins | NO | 65.5359 | Wheelie Bin:Renew lid to 240 or 1100 litre bin complete with multi purpose hinge and handle system, remove waste and debris. | Wheelie Bin:Renew lid to 240 or 1100 litre bin complete with multi purpose hinge and handle system, remove waste and debris. | 65.5359
080107 |  | R | N | Y | N | GR | WHEELIE BIN:RENEW WHEEL | Groundworks | Miscellaneous Fittings | Domestic Wheeled Bins | NO | 43.0967 | Wheelie Bin:Renew tough rubber wheel with or without brake fixed to solid zinc coated axle to 1100 litre bin, remove waste and debris. | Wheelie Bin:Renew tough rubber wheel with or without brake fixed to solid zinc coated axle to 1100 litre bin, remove waste and debris. | 43.0967
080153 |  | R | N | Y | N | GR | WHEELIE BIN:RENEW 240L GREEN | Groundworks | Miscellaneous Fittings | Domestic Wheeled Bins | NO | 62.3652 | Wheelie Bin:Renew or supply and install 240 litre recyclable green polyethylene wheeled and lidded bin with solid zinc coated axles with 2 tough rubber wheels, multi-purpose hinge and handle system. | Wheelie Bin:Renew or supply and install 240 litre recyclable green polyethylene wheeled and lidded bin complete with solid zinc coated axles with 2 tough rubber wheels, multi-purpose hinge and handle system. | 62.3652
080155 |  | X | N | Y | N | GR | WHEELIE BIN:FULL SET 1 X 240L GREY AND 3 X RECYCLE | Groundworks | Miscellaneous Fittings | Domestic Wheeled Bins | IT | 167.6695 | Wheelie Bin:Renew or supply and install 240 litre recyclable grey polyethylene wheeled and lidded bin and 3 no swing top recycle bins. | Wheelie Bin:Renew or supply and install 240 litre recyclable grey polyethylene wheeled and lidded bin complete with solid zinc coated axles with 4 tough rubber wheels, multi-purpose hinge and handle system, and 3 no 60 litre swing top recycle boxes. | 167.6695
080157 |  | X | N | Y | N | GR | EURO BIN:RENEW 360L | Groundworks | Miscellaneous Fittings | Communal Refuse Bins | NO | 105.3042 | Euro Bin:Renew or supply and install with 240 litre recyclable polyethylene wheeled and lidded bin with solid zinc coated axles with 4 tough rubber wheels, multi-purpose hinge and handle system. | Euro Bin:Renew or supply and install with 240 litre recyclable polyethylene wheeled and lidded bin complete with solid zinc coated axles with 4 tough rubber wheels, multi-purpose hinge and handle system. | 105.3042
080159 |  | X | N | Y | N | GR | EURO BIN:RENEW 770L | Groundworks | Miscellaneous Fittings | Communal Refuse Bins | NO | 229.3827 | Euro Bin:Renew or supply and install with 770 litre recyclable polyethylene wheeled and lidded bin with solid zinc coated axles with 4 tough rubber wheels, multi-purpose hinge and handle system. | Euro Bin:Renew or supply and install with 770 litre recyclable polyethylene wheeled and lidded bin complete with solid zinc coated axles with 4 tough rubber wheels, multi-purpose hinge and handle system. | 229.3827
080161 |  | X | N | Y | N | GR | EURO BIN:RENEW 820L | Groundworks | Miscellaneous Fittings | Communal Refuse Bins | NO | 241.1997 | Euro Bin:Renew or supply and install with 820 litre recyclable polyethylene wheeled and lidded bin with solid zinc coated axles with 4 tough rubber wheels, multi-purpose hinge and handle system. | Euro Bin:Renew or supply and install with 820 litre recyclable polyethylene wheeled and lidded bin complete with solid zinc coated axles with 4 tough rubber wheels, multi-purpose hinge and handle system. | 241.1997
080163 |  | X | N | Y | N | GR | EURO BIN:RENEW 1100L | Groundworks | Miscellaneous Fittings | Communal Refuse Bins | NO | 269.6935 | Euro Bin:Renew or supply and install with 1100 litre recyclable polyethylene wheeled and lidded bin with solid zinc coated axles with 4 tough rubber wheels, multi-purpose hinge and handle system. | Euro Bin:Renew or supply and install with 1100 litre recyclable polyethylene wheeled and lidded bin complete with solid zinc coated axles with 4 tough rubber wheels, multi-purpose hinge and handle system. | 269.6935
080165 |  | X | N | Y | N | GR | EURO BIN:RENEW 1280L | Groundworks | Miscellaneous Fittings | Communal Refuse Bins | NO | 328.7785 | Euro Bin:Renew or supply and install with1280 litre recyclable polyethylene wheeled and lidded bin with solid zinc coated axles with 4 tough rubber wheels, multi-purpose hinge and handle system. | Euro Bin:Renew or supply and install with1280 litre recyclable polyethylene wheeled and lidded bin complete with solid zinc coated axles with 4 tough rubber wheels, multi-purpose hinge and handle system. | 328.7785
080167 |  | X | N | N | N | GR | RECYCLE BOX:RECYCLE BOX STANDARD WITH LID | Groundworks | Miscellaneous Fittings | Communal Refuse Bins | NO | 33.6768 | Recycle Box:Renew or supply and install 60 litre swing top recycle box. | Recycle Box:Renew or supply and install 60 litre swing top recycle box. | 33.6768
098003 |  | U | N | N | Y | FE | CLIENT INSPECTION:FENCING | Fencing and Gates | Fencing | Fencing - Client Inspection | IT | 16.6767 | Client Inspection:Undertake client inspection, testing etc in connection with fencing, report to Client Representative (any repairs required to be ordered must be instructed by CR). | Client Inspection:Undertake client inspection and testing etc. in connection with fencing and report to Client Representative (any repairs required to be ordered must be instructed by Client Representative). Not to be claimed in conjunction with associated works. | 16.6767
101101 |  | R | N | N | N | BL | WALL:DEMOLISH EXTERNAL 1/2B WALL | Brickwork | Brick/Block Walling | Walls - Demolition | SM | 30.5125 | Wall:Take down external half brick wall and remove spoil. | Wall:Take down external half brick wall and remove waste and debris. | 30.5125
101103 |  | R | N | N | N | BL | WALL:DEMOLISH EXTERNAL 1B WALL | Brickwork | Brick/Block Walling | Walls - Demolition | SM | 53.0665 | Wall:Take down external one brick wall and remove spoil. | Wall:Take down external one brick wall and remove waste and debris. | 53.0665
101105 |  | R | N | N | N | BL | WALL:DEMOLISH EXTERNAL 1-1/2B WALL | Brickwork | Brick/Block Walling | Walls - Demolition | SM | 85.0707 | Wall:Take down external one and a half brick wall and remove spoil. | Wall:Take down external one and a half brick wall and remove waste and debris. | 85.0707
101107 |  | R | N | N | N | BL | WALL:DEMOLISH EXTERNAL CAVITY WALL | Brickwork | Brick/Block Walling | Walls - Demolition | SM | 50.0827 | Wall:Take down external cavity wall and remove spoil. | Wall:Take down external cavity wall and remove waste and debris. | 50.0827
101109 |  | R | N | N | N | BL | WALL:DEMOLISH EXTERNAL BLOCKWORK NE 100MM | Brickwork | Brick/Block Walling | Walls - Demolition | SM | 22.3498 | Wall:Take down ne 100mm thick external block wall and remove spoil. | Wall:Take down ne 100mm thick external block wall and remove waste and debris. | 22.3498
101111 |  | R | N | N | N | BL | WALL:DEMOLISH EXTERNAL BLOCKWORK NE 225MM | Brickwork | Brick/Block Walling | Walls - Demolition | SM | 41.9487 | Wall:Take down exceeding 100mm and ne 225mm thick external block wall and remove spoil. | Wall:Take down exceeding 100mm and ne 225mm thick external block wall and remove waste and debris. | 41.9487
101121 |  | R | N | N | N | BL | WALL:DEMOLISH PLASTERED 1/2B WALL | Brickwork | Brick/Block Walling | Walls - Demolition | SM | 46.8655 | Wall:Take down half brick or 100mm blockwork non-load bearing wall, remove spoil, including associated doors, frames, skirtings, plaster etc., make good the existing structure and finishes. | Wall:Take down half brick or 100mm blockwork non-load bearing wall and remove waste and debris, including associated doors, frames, skirtings, plaster etc., make good the existing structure at intersection with internal and external walls, make good to existing floor and screeds, plaster ceiling and skirtings. | 46.8655
101123 |  | R | N | N | N | BL | WALL:DEMOLISH PLASTERED 1B WALL | Brickwork | Brick/Block Walling | Walls - Demolition | SM | 74.9197 | Wall:Take down one brick or over 100mm, ne 225mm blockwork non-load bearing wall, remove spoil, including associated doors, frames, plaster etc., make good the existing structure and finishes. | Wall:Take down one brick or over 100mm and ne 225mm blockwork non-load bearing wall and remove waste and debris, including associated doors, frames, skirtings, plaster etc., make good the existing structure at intersection with internal and external walls, make good to existing floor/screeds, plaster ceiling and skirtings. | 74.9197
101301 |  | R | N | Y | N | BL | WALL:BUILD 1/2B WALL IN COMMONS | Brickwork | Brick/Block Walling | Walls - Construction | SM | 133.3837 | Wall:Supply and lay new common bricks in half brick wall bedded and pointed in cement lime mortar (1:1:6). | Wall:Supply and lay new common bricks in half brick wall bedded and pointed in cement lime mortar (1:1:6). | 133.3837
101303 |  | R | N | Y | N | BL | WALL:BUILD 1B WALL IN COMMONS | Brickwork | Brick/Block Walling | Walls - Construction | SM | 243.7881 | Wall:Supply and lay new common bricks in one brick wall bedded and pointed in cement lime mortar (1:1:6). | Wall:Supply and lay new common bricks in one brick wall bedded and pointed in cement lime mortar (1:1:6). | 243.7881
101305 |  | R | N | Y | N | BL | WALL:BUILD 1-1/2B WALL IN COMMONS | Brickwork | Brick/Block Walling | Walls - Construction | SM | 354.0169 | Wall:Supply and lay new common bricks in one and a half brick wall in cement lime mortar (1:1:6). | Wall:Supply and lay new common bricks in one and a half brick wall in cement lime mortar (1:1:6). | 354.0169
101307 |  | R | N | Y | N | BL | WALL:BUILD CAVITY WALL IN COMMONS | Brickwork | Brick/Block Walling | Walls - Construction | SM | 256.7377 | Wall:Supply and lay new common bricks in cavity wall to match existing, bedded and pointed in cement lime mortar (1:1:6) including form cavity with 5 No. wall ties per square metre. | Wall:Supply and lay new common bricks in cavity wall to match existing, bedded and pointed in cement lime mortar (1:1:6) including form cavity with 5 No. wall ties per square metre. | 256.7377
101308 |  | R | N | Y | N | BL | WALL:BUILD INSULATED CAVITY WALL IN COMMONS | Brickwork | Brick/Block Walling | Walls - Construction | SM | 272.4756 | Wall:Supply and lay new common bricks in cavity wall to match existing, bedded and pointed in cement lime mortar (1:1:6) including form cavity with 5 No. wall ties per square metre, insulation batts. | Wall:Supply and lay new common bricks in cavity wall to match existing, bedded and pointed in cement lime mortar (1:1:6) including form cavity with 5 No. wall ties per square metre and insulation batts. | 272.4756
101309 |  | R | N | Y | N | BL | WALL:BUILD 1/2B WALL IN FACINGS | Brickwork | Brick/Block Walling | Walls - Construction | SM | 173.9648 | Wall:Supply and lay new facing bricks in half brick wall bedded and pointed in cement lime mortar (1:1:6) as the work proceeds. | Wall:Supply and lay new facing bricks in half brick wall bedded and pointed in cement lime mortar (1:1:6) as the work proceeds. | 173.9648
101311 |  | R | N | Y | N | BL | WALL:BUILD 1B WALL IN FACINGS | Brickwork | Brick/Block Walling | Walls - Construction | SM | 322.1827 | Wall:Supply and lay new facing bricks in one brick wall bedded and pointed in cement lime mortar (1:1:6) as the work proceeds. | Wall:Supply and lay new facing bricks in one brick wall bedded and pointed in cement lime mortar (1:1:6) as the work proceeds. | 322.1827
101313 |  | R | N | Y | N | BL | WALL:BUILD CAVITY WALL IN FACINGS | Brickwork | Brick/Block Walling | Walls - Construction | SM | 326.7939 | Wall:Supply and lay new facing bricks in cavity wall to match existing, bedded and pointed in mortar (1:1:6) as the work proceeds including form cavity with 5 No. wall ties per square metre. | Wall:Supply and lay new facing bricks in cavity wall to match existing, bedded and pointed in cement lime mortar (1:1:6) as the work proceeds including form cavity with 5 No. wall ties per square metre. | 326.7939
101317 |  | R | N | Y | N | BL | WALL:BUILD NE 100MM BLOCK WALL | Brickwork | Brick/Block Walling | Walls - Construction | SM | 68.3092 | Wall:Supply and lay new 75 or 100mm thick blockwork in walls, bedded and pointed in cement lime mortar (1:1:6). | Wall:Supply and lay new ne 100mm thick blockwork in walls, bedded and pointed in cement lime mortar (1:1:6). | 68.3092
101319 |  | R | N | Y | N | BL | WALL:BUILD 225MM BLOCK WALL | Brickwork | Brick/Block Walling | Walls - Construction | SM | 121.1 | Wall:Supply and lay new 225mm thick blockwork in walls, bedded and pointed in cement lime mortar (1:1:6). | Wall:Supply and lay new 225mm thick blockwork in walls, bedded and pointed in cement lime mortar (1:1:6). | 121.1
101501 |  | R | N | Y | N | BL | WALL:REBUILD 1/2B WALL IN COMMONS | Brickwork | Brick/Block Walling | Walls - Rebuilding | SM | 150.0603 | Wall:Demolish as necessary, clean off and clear away, rebuild half brick wall in common bricks, bed and point in cement lime mortar (1:1:6) to match existing and remove waste and debris. | Wall:Demolish as necessary, clean off bricks suitable for re-use and stack, clear away unsuitable bricks and debris, rebuild half brick wall in common bricks, bed and point in cement lime mortar (1:1:6) to match existing and remove waste and debris. | 150.0603
101503 |  | R | N | Y | N | BL | WALL:REBUILD 1B WALL IN COMMONS | Brickwork | Brick/Block Walling | Walls - Rebuilding | SM | 274.362 | Wall:Demolish as necessary, clean off and clear away, rebuild one brick wall in common bricks, bed and point in cement lime mortar (1:1:6) to match existing and remove waste and debris. | Wall:Demolish as necessary, clean off bricks suitable for re-use and stack, clear away unsuitable bricks and debris, rebuild one brick wall in common bricks, bed and point in cement lime mortar (1:1:6) to match existing and remove waste and debris. | 274.362
101505 |  | R | N | Y | N | BL | WALL:REBUILD 1/2B WALL IN FACINGS | Brickwork | Brick/Block Walling | Walls - Rebuilding | SM | 193.4211 | Wall:Demolish as necessary, clean off and clear away, rebuild half brick wall in facing bricks, bed and point in cement lime mortar (1:1:6) to match existing and remove waste and debris. | Wall:Demolish as necessary, clean off bricks suitable for re-use and stack, clear away unsuitable bricks and debris, rebuild half brick wall in facing bricks, bed and point in cement lime mortar (1:1:6) to match existing and remove waste and debris. | 193.4211
101507 |  | R | N | Y | N | BL | WALL:REBUILD 1B WALL IN FACINGS | Brickwork | Brick/Block Walling | Walls - Rebuilding | SM | 349.9772 | Wall:Demolish as necessary, clean off and clear away, rebuild one brick wall in facing bricks, bed and point in cement lime mortar (1:1:6) to match existing and remove waste and debris. | Wall:Demolish as necessary, clean off bricks suitable for re-use and stack, clear away unsuitable bricks and debris, rebuild one brick wall in facing bricks, bed and point in cement lime mortar (1:1:6) to match existing and remove waste and debris. | 349.9772
101511 |  | R | N | Y | N | BL | WALL:REBUILD NE 100MM BLOCK WALL | Brickwork | Brick/Block Walling | Walls - Rebuilding | SM | 76.6475 | Wall:Demolish as necessary, clean off and clear away, rebuild 100mm blockwork in cement lime mortar (1:1:6) bed and point to match existing and remove waste and debris. | Wall:Demolish as necessary, clean off blocks suitable for re-use and stack, and clear away unsuitable blocks and debris, rebuild ne 100mm blockwork in cement lime mortar (1:1:6) bed and point to match existing and remove waste and debris. | 76.6475
101513 |  | R | N | Y | N | BL | WALL:REBUILD 225MM BLOCK WALL | Brickwork | Brick/Block Walling | Walls - Rebuilding | SM | 129.4384 | Wall:Demolish as necessary, clean off and clear away, rebuild 225mm blockwork in cement lime mortar (1:1:6) bed and point to match existing and remove waste and debris. | Wall:Demolish as necessary, clean off blocks suitable for re-use and stack, and clear away unsuitable blocks and debris, rebuild 225mm blockwork in cement lime mortar (1:1:6) bed and point to match existing and remove waste and debris. | 129.4384
101515 |  | R | N | Y | N | BL | FIREWALL:REBUILD 1B WALL IN COMMONS | Brickwork | Brick/Block Walling | Walls - Rebuilding | SM | 313.2743 | Firewall:Demolish as necessary, clean off, clear away and rebuild one brick firewall in roof space, in common bricks, bed and point in cement lime mortar (1:1:6) to match existing and remove spoil. | Firewall:Demolish as necessary, clean off bricks suitable for re-use and stack, clear away unsuitable bricks and debris and rebuild one brick firewall in roof space, in common bricks, bed and point in cement lime mortar (1:1:6) to match existing and remove waste and debris. | 313.2743
101517 |  | R | N | Y | N | BL | CHIMNEY BREAST:REBUILD IN ROOF SPACE | Brickwork | Brick/Block Walling | Walls - Rebuilding | SM | 313.2743 | Chimney Breast:Demolish as necessary, clean off, rebuild chimney breast in roof space, in common bricks, bed and point in mortar (1:1:6) to match existing, make good, remove waste and debris. | Chimney Breast:Demolish as necessary, clean off bricks suitable for re-use and stack, clear away unsuitable bricks and debris and rebuild chimney breast in roof space, in common bricks, bed and point in cement lime mortar (1:1:6) to match existing and remove waste and debris. | 313.2743
101601 |  | R | N | Y | N | BL | WALLS:REBUILD SLEEPER WALLS | Specialist Treatments | Fungus and Beetle Eradication and DPC Works | Works to Sub-Floors | LM | 35.3176 | Walls:Take down honeycombed sleeper walls, ne 500mm high, clean off bricks, rebuild cement mortar (1:3) up to 20 per cent new common bricks, bonding end into existing walls, remove spoil. | Walls:Take down unstable 113mm honeycombed sleeper walls, ne 500mm high, clean off bricks and rebuild with salvaged bricks in cement mortar (1:3) including the provision of upto 20 per cent new common bricks, including bonding end into existing walls, and remove waste and debris. | 35.3176
101603 |  | R | N | Y | N | BL | WALLS:BUILD PIERS FOR WALL PLATE | Specialist Treatments | Fungus and Beetle Eradication and DPC Works | Works to Sub-Floors | NO | 37.1232 | Walls:Build new 225x225mm common brick piers in cement mortar (1:3) to support new wall plate ne 500mm high. | Walls:Build new 225x225mm common brick piers in cement mortar (1:3) to support new wall plate ne 500mm high. | 37.1232
101701 |  | R | N | Y | N | BL | PIER:REBUILD 1B WIDE ATTACHED IN COMMONS 112MM | Brickwork | Brick/Block Walling | Piers | LM | 56.3879 | Pier:Demolish as necessary, clean off, clear away, rebuild attached pier in commons, one brick wide x half brick projection, bedded, pointed in mortar (1:1:6) to match existing and remove spoil. | Pier:Demolish as necessary, clean off bricks suitable for re-use and stack, clear away unsuitable bricks and debris, rebuild attached pier in common bricks, one brick wide x half brick projection, bedded and pointed in cement lime mortar (1:1:6) to match existing and remove waste and debris. | 56.3879
101703 |  | R | N | Y | N | BL | PIER:REBUILD 1B ISOLATED IN COMMONS | Brickwork | Brick/Block Walling | Piers | LM | 145.3303 | Pier:Demolish as necessary, clean off, clear away, rebuild one brick isolated pier in commons with brick on edge coping, bedded, pointed in mortar (1:1:6) to match existing, building in gudgeons etc. | Pier:Demolish as necessary, clean off bricks suitable for re-use and stack, clear away unsuitable bricks and debris, rebuild one brick isolated pier in common bricks with brick on edge coping, bedded and pointed in cement lime mortar (1:1:6) to match existing including building in any gudgeons, gate keeps or similar built in items and remove waste and debris. | 145.3303
101705 |  | R | N | Y | N | BL | PIER:REBUILD 1-1/2B WIDE ATTACHED IN COMMONS | Brickwork | Brick/Block Walling | Piers | LM | 93.4993 | Pier:Demolish as necessary, clean off, clear away, rebuild attached pier in commons, one and a half brick wide, half brick projection, bed, point in mortar (1:1:6) to match existing and remove spoil. | Pier:Demolish as necessary, clean off bricks suitable for re-use and stack, clear away unsuitable bricks and debris, rebuild attached pier in common bricks, one and a half brick wide, half brick projection, bedded and pointed in cement lime mortar (1:1:6) to match existing and remove waste and debris. | 93.4993
101707 |  | R | N | Y | N | BL | PIER:REBUILD 1-1/2B ISOLATED IN COMMONS | Brickwork | Brick/Block Walling | Piers | LM | 214.8352 | Pier:Demolish as necessary, clean off, clear away, rebuild one and a half brick isolated pier in common bricks with boe coping, bedded, pointed in mortar (1:1:6) to match, build in gudgeons etc. | Pier:Demolish as necessary, clean off bricks suitable for re-use and stack, clear away unsuitable bricks and debris, rebuild one and a half brick isolated pier in common bricks with brick on edge coping, bedded and pointed in cement lime mortar (1:1:6) to match existing including building in any gudgeons, gate keeps or similar built in items and remove waste and debris. | 214.8352
101709 |  | R | N | Y | N | BL | PIER:REBUILD 1B WIDE ATTACHED IN FACINGS 112MM | Brickwork | Brick/Block Walling | Piers | LM | 73.2673 | Pier:Demolish as necessary, clean off, clear away, rebuild attached pier in facings, one brick wide x half brick projection, bedded, pointed in mortar (1:1:6) to match existing and remove spoil. | Pier:Demolish as necessary, clean off bricks suitable for re-use and stack, clear away unsuitable bricks and debris, rebuild attached pier in facing bricks one brick wide, half brick projection, bedded and pointed in cement lime mortar (1:1:6) to match existing and remove waste and debris. | 73.2673
101711 |  | R | N | Y | N | BL | PIER:REBUILD 1B ISOLATED IN FACINGS | Brickwork | Brick/Block Walling | Piers | LM | 164.9889 | Pier:Demolish as necessary, clean off, clear away, rebuild one brick isolated pier in facings with boe coping, bedded, pointed in mortar (1:1:6) to match existing, building in gudgeons etc. | Pier:Demolish as necessary, clean off bricks suitable for re-use and stack, clear away unsuitable bricks and debris, rebuild one brick isolated pier in facing bricks with brick on edge coping, bedded and pointed in cement lime mortar (1:1:6) to match existing including building in any gudgeons, gate keeps or similar built in items and remove waste and debris. | 164.9889
101713 |  | R | N | Y | N | BL | PIER:REBUILD 1-1/2B WIDE ATTACHED IN FACINGS | Brickwork | Brick/Block Walling | Piers | LM | 117.5924 | Pier:Demolish as necessary, clean off, clear away, rebuild attached pier in facings, one and a half brick wide, half brick projection, bed, point in mortar (1:1:6) to match existing, remove spoil. | Pier:Demolish as necessary, clean off bricks suitable for re-use and stack, clear away unsuitable bricks and debris, rebuild attached pier in facing bricks, one and a half brick wide, half brick projection, bedded and pointed in cement lime mortar (1:1:6) to match existing and remove waste and debris. | 117.5924
101715 |  | R | N | Y | N | BL | PIER:REBUILD 1-1/2B ISOLATED IN FACINGS | Brickwork | Brick/Block Walling | Piers | LM | 253.2805 | Pier:Demolish as necessary, clean off, clear away, rebuild one and a half brick isolated pier in facings with boe coping, bedded, pointed in mortar (1:1:6) to match, building in gudgeons etc. | Pier:Demolish as necessary, clean off bricks suitable for re-use and stack, clear away unsuitable bricks and debris, rebuild one and a half brick isolated pier in facing bricks with brick on edge coping, bedded and pointed in cement lime mortar (1:1:6) to match existing including building in any gudgeons, gate keeps or similar built in items and remove waste and debris. | 253.2805
101901 |  | R | N | N | N | BL | WALL:REPAIR FRACTURE | Brickwork | Brick/Block Walling | Brick/Block Repairs | LM | 100.3559 | Fracture:Remove any applied finish, cut out bricks as necessary to either side of fracture, one face only, stitch in new bricks, bed and point to match existing in mortar (1:1:6), make good finishes. | Fracture:Remove any applied finish and cut out bricks as necessary to either side of fracture, one face only, stitch in new bricks, bed and point to match existing in cement lime mortar (1:1:6), make good any applied finishes and remove waste and debris (measured over mean general line of fracture). | 100.3559
101903 |  | R | N | N | N | BL | WALL:REPAIR SMALL PATCH IN COMMONS | Brickwork | Brick/Block Walling | Brick/Block Repairs | IT | 60.0397 | Wall:Cut out bricks from face of wall, clean and clear away, lay upto 15 No. new common bricks in cement lime mortar (1:1:6), bond, bed and point to match existing and remove waste and debris. | Wall:Cut out bricks from face of wall, clean and clear away, lay upto 15 No. new common bricks in cement lime mortar (1:1:6), bond, bed and point to match existing and remove waste and debris. | 60.0397
101905 |  | R | N | N | N | BL | WALL:REPAIR LARGE PATCH IN COMMONS | Brickwork | Brick/Block Walling | Brick/Block Repairs | IT | 214.8352 | Wall:Cut out bricks from face of wall, clean and clear away, lay over 15 No. new common bricks up to 2sm in area in mortar (1:1:6), bond, bed and point to match existing and remove spoil. | Wall:Cut out bricks from face of wall, clean and clear away, lay over 15 No. new common bricks upto 2sm in area in cement lime mortar (1:1:6), bond, bed and point to match existing and remove waste and debris. | 214.8352
101907 |  | R | N | N | N | BL | WALL:REPAIR SMALL PATCH IN FACINGS | Brickwork | Brick/Block Walling | Brick/Block Repairs | IT | 65.9899 | Wall:Cut out bricks from face of wall, clean and clear away, lay up to 15 No. new facing bricks in cement lime mortar (1:1:6), bond, bed and point to match existing and remove spoil. | Wall:Cut out bricks from face of wall, clean and clear away, lay upto 15 No. new facing bricks in cement lime mortar (1:1:6), bond, bed and point to match existing and remove waste and debris. | 65.9899
101909 |  | R | N | N | N | BL | WALL:REPAIR LARGE PATCH IN FACINGS | Brickwork | Brick/Block Walling | Brick/Block Repairs | IT | 283.348 | Wall:Cut out bricks from face of wall, clean and clear away, lay over 15 No. new facing bricks up to 2sm in area in mortar (1:1:6), bond, bed and point to match existing and remove spoil. | Wall:Cut out bricks from face of wall, clean and clear away, lay over 15 No. new facing bricks upto 2sm in area in cement lime mortar (1:1:6), bond, bed and point to match existing and remove waste and debris. | 283.348
101911 |  | R | N | N | N | BL | WALL:RENEW INDIVIDUAL 100MM BLOCK | Brickwork | Brick/Block Walling | Brick/Block Repairs | NO | 13.4395 | Wall:Cut out old 100mm block, clean and clear away, supply and lay new block in cement lime mortar (1:1:6), bond, bed and point to match existing and remove waste and debris (first block). | Wall:Cut out old 100mm block, clean and clear away, supply and lay new block in cement lime mortar (1:1:6), bond, bed and point to match existing and remove waste and debris (first block). | 13.4395
101913 |  | R | N | N | N | BL | WALL:RENEW SUBSEQUENT 100MM BLOCKS | Brickwork | Brick/Block Walling | Brick/Block Repairs | NO | 8.2733 | Wall:Cut out old 100mm block, clean and clear away, supply and lay new block in cement lime mortar (1:1:6), bond, bed and point to match existing and remove waste and debris (subsequent blocks). | Wall:Cut out old 100mm block, clean and clear away, supply and lay new block in cement lime mortar (1:1:6), bond, bed and point to match existing and remove waste and debris (subsequent blocks). | 8.2733
101915 |  | R | N | N | N | BL | WALL:RENEW INDIVIDUAL 225MM BLOCK | Brickwork | Brick/Block Walling | Brick/Block Repairs | NO | 21.631 | Wall:Cut out old 225mm block, clean and clear away, supply and lay new block in cement lime mortar (1:1:6), bond, bed and point to match existing and remove waste and debris (first block). | Wall:Cut out old 225mm block, clean and clear away, supply and lay new block in cement lime mortar (1:1:6), bond, bed and point to match existing and remove waste and debris (first block). | 21.631
101917 |  | R | N | N | N | BL | WALL:RENEW SUBSEQUENT 225MM BLOCKS | Brickwork | Brick/Block Walling | Brick/Block Repairs | NO | 16.8391 | Wall:Cut out old 225mm block, clean and clear away, supply and lay new block in cement lime mortar (1:1:6), bond, bed and point to match existing and remove waste and debris (subsequent blocks). | Wall:Cut out old 225mm block, clean and clear away, supply and lay new block in cement lime mortar (1:1:6), bond, bed and point to match existing and remove waste and debris (subsequent blocks). | 16.8391
102103 |  | R | N | N | N | BL | WALL:RAKE OUT AND REPOINT BRICKWORK | Brickwork | Brick/Block Walling | Repointing | SM | 35.2255 | Wall:Rake out existing joints of brickwork minimum 12mm deep and repoint brickwork in mortar to match existing and remove waste and debris. | Wall:Rake out existing joints of brickwork minimum 12mm deep and repoint brickwork in mortar to match existing and remove waste and debris. | 35.2255
102105 |  | R | N | N | N | BL | WALL:RAKE OUT AND REPOINT JOINT OF BRICKWORK | Brickwork | Brick/Block Walling | Repointing | LM | 7.021 | Wall:Rake out existing mortar joint as necessary min 12mm and repoint in mortar to match existing in joints to cills, sides of door/window frames or concrete cladding joints etc and remove spoil. | Wall:Rake out existing mortar joint as necessary minimum 12mm and repoint in mortar to match existing in joints to cills, sides of door/window frames or concrete cladding joints etc. and remove waste and debris. | 7.021
102107 |  | R | N | Y | N | BL | WALL:RAKE OUT AND REPOINT EXPANSION JOINT | Brickwork | Brick/Block Walling | Repointing | LM | 10.4963 | Wall:Rake out existing pointing to expansion joint minimum 18mm deep and repoint in mastic to match existing and remove waste and debris. | Wall:Rake out existing pointing to expansion joint minimum 18mm deep and repoint in mastic to match existing and remove waste and debris. | 10.4963
102201 |  | R | N | Y | N | SM | STONE:REBUILD WALL NE 300MM NS IRREGULAR COURSES | Masonry | Natural Stone | Natural Stone | SM | 388.3644 | Stone:Rebuild irregular coursed natural stone wall ne 300mm thick, take down, clean off, including additional stone to match, bed, joint, point to match in mortar (1:3), all features, remove spoil. | Stone:Rebuild stone wall ne 300mm thick, take down and clean off, set aside and rebuild irregular coursed natural stone wall including providing additional stone to match as necessary bed, joint and point to match existing in lime mortar (1:3) including copings and other features and remove waste and debris. | 388.3644
102203 |  | R | N | Y | N | SM | STONE:REBUILD WALL OVER 300MM NS IRREGULAR | Masonry | Natural Stone | Natural Stone | SM | 543.1521 | Stone:Rebuild irregular coursed natural stone wall over 300mm thick, take down, clean off, including additional stone to match, bed, joint, point to match in mortar (1:3), all features, remove spoil. | Stone:Rebuild stone wall over 300mm thick take down and clean off, set aside and rebuild irregular coursed natural stone wall including providing additional stone to match as necessary bed, joint and point to match existing in lime mortar (1:3) including copings and other features and remove waste and debris. | 543.1521
102205 |  | R | N | Y | N | SM | STONE:REBUILD WALL NE 300MM NS REGULAR COURSES | Masonry | Natural Stone | Natural Stone | SM | 459.6015 | Stone:Rebuild regular coursed natural stone wall ne 300mm thick, take down, clean off, including additional stone to match, bed, joint, point to match in mortar (1:3), all features, remove spoil. | Stone:Rebuild stone wall ne 300mm thick take down and clean off, set aside and rebuild regular coursed natural stone wall including providing additional stone to match as necessary bed, joint and point to match existing in lime mortar (1:3) including copings and other features and remove waste and debris. | 459.6015
102207 |  | R | N | Y | N | SM | STONE:REBUILD WALL OVER 300MM NS REGULAR COURSES | Masonry | Natural Stone | Natural Stone | SM | 559.2095 | Stone:Rebuild regular coursed natural stone wall over 300mm thick, take down, clean off, including additional stone to match, bed, joint, point to match in mortar (1:3), all features, remove spoil. | Stone:Rebuild stone wall over 300mm thick take down and clean off, set aside and rebuild regular coursed natural stone wall including providing additional stone to match as necessary bed, joint and point to match existing in lime mortar (1:3) including copings and other features and remove waste and debris. | 559.2095
102211 |  | R | N | Y | N | SM | STONE:REBUILD WALL NE 300MM RS IRREGULAR COURSES | Masonry | Reconstructed Stone | Reconstructed Stone | SM | 325.0601 | Stone:Rebuild irregular coursed reconstructed stonework ne 300mm thick, take down, clean off, including additional to match, bed, joint, point to match in mortar, all features, remove spoil. | Stone:Rebuild stone wall ne 300mm thick take down and clean off, set aside and rebuild irregular coursed reconstructed stone wall including providing additional stone to match as necessary bed, joint and point to match existing in gauged mortar (1:1:6) including copings and other features and remove waste and debris. | 325.0601
102213 |  | R | N | Y | N | SM | STONE:REBUILD WALL OVER 300MM RS IRREGULAR | Masonry | Reconstructed Stone | Reconstructed Stone | SM | 379.3771 | Stone:Rebuild irregular coursed reconstructed stonework over 300mm thick, take down, clean off, including additional to match, bed, joint, point to match in mortar, all features, remove spoil. | Stone:Rebuild stone wall over 300mm thick take down and clean off, set aside and rebuild irregular coursed reconstructed stone wall including providing additional stone to match as necessary bed, joint and point to match existing in gauged mortar (1:1:6) including copings and other features and remove waste and debris. | 379.3771
102215 |  | R | N | Y | N | SM | STONE:REBUILD WALL NE 300MM RS REGULAR COURSES | Masonry | Reconstructed Stone | Reconstructed Stone | SM | 386.7925 | Stone:Rebuild regular coursed reconstructed stonework ne 300mm thick, take down, clean off, including additional to match, bed, joint, point to match in mortar, all features, remove spoil. | Stone:Rebuild stone wall ne 300mm thick take down and clean off, set aside and rebuild regular coursed reconstructed stone wall including providing additional stone to match as necessary bed, joint and point to match existing in gauged mortar (1:1:6) including copings and other features and remove waste and debris. | 386.7925
102217 |  | R | N | Y | N | SM | STONE:REBUILD WALL OVER 300MM RS REGULAR COURSES | Masonry | Reconstructed Stone | Reconstructed Stone | SM | 452.6419 | Stone:Rebuild regular coursed reconstructed stonework over 300mm thick, take down, clean off, including additional to match, bed, joint, point to match in mortar, all features, remove spoil. | Stone:Rebuild stone wall over 300mm thick take down and clean off, set aside and rebuild regular coursed reconstructed stone wall including providing additional stone to match as necessary bed, joint and point to match existing in gauged mortar (1:1:6) including copings and other features and remove waste and debris. | 452.6419
102219 |  | R | N | Y | N | SM | STONE:REBUILD WALL CAVITY SKIN RS REGULAR COURSES | Masonry | Reconstructed Stone | Reconstructed Stone | SM | 290.7205 | Stone:Rebuild regular coursed reconstructed stone outer skin of cavity wall, take down, clean off, additional to match, bed, joint, point to match in mortar, ties, DPC, lintols, bonding, remove spoil. | Stone:Rebuild stone outer skin of cavity wall take down and clean off, set aside and rebuild 100mm regular coursed reconstructed stone outer skin including providing additional stone to match as necessary bed, joint and point to match existing in gauged mortar (1:1:6) including stainless steel wall ties, damp proof courses, seal cavity around openings, build in lintels, bonding to existing and remove waste and debris. | 290.7205
102221 |  | R | N | Y | N | SM | STONE:REBUILD WALL CAVITY SKIN RS IRREGULAR | Masonry | Reconstructed Stone | Reconstructed Stone | SM | 243.1788 | Stone:Rebuild irregular coursed reconstructed stone outer skin of cavity wall, take down, clean off, additional stone, bed, joint, point to match, ties, DPC, lintols, bonding, remove spoil. | Stone:Rebuild stone outer skin of cavity wall take down and clean off, set aside and rebuild 100mm irregular coursed reconstructed stone outer skin including providing additional stone to match as necessary bed, joint and point to match existing in gauged mortar (1:1:6) including stainless steel wall ties, damp proof courses, seal cavity around openings, build in lintels, bonding to existing and remove waste and debris. | 243.1788
102223 |  | R | N | N | N | SM | WALL:RAKE OUT AND REPOINT STONEWORK | Masonry | Reconstructed Stone | Reconstructed Stone | SM | 35.2255 | Wall:Rake out existing joints of stonework minimum 20mm deep and repoint in cement or lime mortar to match existing and remove waste and debris. | Wall:Rake out existing joints of stonework minimum 20mm deep and repoint in cement or lime mortar to match existing and remove waste and debris. | 35.2255
102225 |  | R | N | N | N | SM | WALL:RAKE OUT REPOINT AND RESET STONEWORK | Masonry | Reconstructed Stone | Reconstructed Stone | SM | 140.2033 | Wall:Rake out existing joints of stonework minimum 20mm deep, dub out and reset stonework, provision of any new matching stonework, repoint in cement or lime mortar to match existing and remove spoil. | Wall:Rake out existing joints of stonework minimum 20mm deep allow for dubbing out and resetting stonework including provision of any new matching stonework and repoint in cement or lime mortar to match existing and remove waste and debris. | 140.2033
102503 |  | R | N | N | N | BL | WALL:CLEAR CAVITY AREAS NE 1.0SM | Brickwork | Brick/Block Walling | Cavities | IT | 90.644 | Wall:Cut out bricks in areas ne 1sm for access into cavity, clear blockage, make good insulation, remove spoil, clean and replace bricks and bed and point in mortar (1:1:6) to match existing. | Wall:Cut out bricks in areas ne 1.00sm for access into cavity, clear blockage including upto 0.5m from opening in any direction, take all necessary measures to prevent loss of any cavity insulation, remove waste and debris, reinstate and make good cavity insulation to match existing as necessary, clean and replace bricks and bed and point in cement lime mortar (1:1:6) to match existing. | 90.644
102505 |  | R | N | Y | N | BL | WALL:CLEAR CAVITY AREA DEFECTIVE INSULATION NE 1SM | Brickwork | Brick/Block Walling | Cavities | IT | 98.9823 | Wall:Cut out bricks in areas ne 1sm for access into cavity, clear blockage, remove defective insulation, remove spoil, clean and replace bricks and bed and point in mortar (1:1:6) to match existing. | Wall:Cut out bricks in areas ne 1.00sm for access into cavity, clear blockage including upto 0.5m from opening in any direction, take all any defective or collapsed mineral wool cavity insulation, remove waste and debris, clean and replace bricks and bed and point in cement lime mortar (1:1:6) to match existing. | 98.9823
102719 |  | R | N | N | N | BL | HOLE:MAKE GOOD HOLE ANY DIAMETER | Brickwork | Brick/Block Walling | Openings - Minor | NO | 9.3679 | Hole:Make good any diameter hole after removal or around any diameter existing pipe passing through brick/block wall, including make good finishes. | Hole:Make good any diameter hole after removal or around any diameter existing pipe passing through brick/block wall, remove waste and debris, including make good finishes. | 9.3679
102721 |  | R | N | N | N | BL | HOLE:HOLE FOR CAVITY INSPECTION | Brickwork | Brick/Block Walling | Openings - Minor | NO | 5.4766 | Hole:Drill hole through half brick skin of cavity wall for purpose of boroscope inspection of cavity, remove waste and debris, and make good on completion (inspection undertaken by others). | Hole:Drill hole through half brick skin of cavity wall for purpose of boroscope inspection of cavity, remove waste and debris, and make good on completion (inspection undertaken by others). | 5.4766
102723 |  | R | N | Y | N | BL | HOLE:CAVITY WALL INSPECTION 1 | Brickwork | Brick/Block Walling | Openings - Minor | NO | 81.5266 | Hole:Drill hole through half brick skin for boroscope inspection, photograph, report, make good (claim for each individual boroscope report) (single inspection at property or on block). | Hole:Drill hole through half brick skin of cavity wall for purpose of boroscope inspection of cavity, undertake inspection, take photograph's of cavity, report on condition of cavity and cavity wall insulation, remove waste and debris, and make good on completion. (To be claimed for each individual boroscope report where only one inspection undertaken at property or on block). | 81.5266
102725 |  | R | N | Y | N | BL | HOLE:CAVITY WALL INSPECTION 2-5 | Brickwork | Brick/Block Walling | Openings - Minor | NO | 157.8152 | Hole:Drill holes through half brick skin for boroscope inspection, photograph, report, make good (claim for each individual boroscope report) (2 to 5 inspections at property or on block). | Hole:Drill holes through half brick skin of cavity wall for purpose of boroscope inspection of cavity, undertake inspection, take photograph's of cavity, report on condition of cavity and cavity wall insulation, remove waste and debris, and make good on completion. (To be claimed for each individual boroscope report where two to five inspections undertaken at property or on block). | 157.8152
102727 |  | R | N | Y | N | BL | HOLE:CAVITY WALL INSPECTION 6-10 | Brickwork | Brick/Block Walling | Openings - Minor | NO | 308.7509 | Hole:Drill holes through half brick skin for boroscope inspection, photograph, report, make good (claim for each individual boroscope report) (6 to 10 inspections at property or on block). | Hole:Drill holes through half brick skin of cavity wall for purpose of boroscope inspection of cavity, undertake inspection, take photograph's of cavity, report on condition of cavity and cavity wall insulation, remove waste and debris, and make good on completion. (To be claimed for each individual boroscope report where six to ten inspections undertaken at property or on block). | 308.7509
102729 |  | R | N | Y | N | BL | HOLE:CAVITY WALL INSPECTION 11+ | Brickwork | Brick/Block Walling | Openings - Minor | NO | 500.9275 | Hole:Drill holes through half brick skin for boroscope inspection, photograph, report, make good (claim for each individual boroscope report) (over 11 inspections at property or on block). | Hole:Drill holes through half brick skin of cavity wall for purpose of boroscope inspection of cavity, undertake inspection, take photograph's of cavity, report on condition of cavity and cavity wall insulation, remove waste and debris, and make good on completion. (To be claimed for each individual boroscope report where over eleven inspections undertaken at property or on block). | 500.9275
102731 |  | R | N | Y | N | BL | OPENING:FORM IN 1/2B INTERNAL WALL FOR DOOR | Brickwork | Brick/Block Walling | Openings - Internal Door | IT | 147.1063 | Opening:Cut or form opening for internal doorway in plastered half brick wall, insert lintol, quoin up jambs, make good all works disturbed including decorations, temporary propping and remove spoil. | Opening:Cut or form opening for internal door and frame in half brick wall plastered both sides, insert concrete lintel and quoin up jambs, make good plaster, extend flooring through opening on bearers, make good all works disturbed including decorations, temporary propping and remove waste and debris. | 147.1063
102733 |  | R | N | Y | N | BL | OPENING:FORM IN 1B INTERNAL WALL FOR DOOR | Brickwork | Brick/Block Walling | Openings - Internal Door | IT | 340.7584 | Opening:Cut or form opening for internal doorway in plastered one brick wall, insert lintol, quoin up jambs, make good all works disturbed including decorations, temporary propping and remove spoil. | Opening:Cut or form opening for internal door and frame in one brick wall plastered both sides, insert concrete lintel and quoin up jambs, make good plaster, extend flooring through opening on bearers, make good all works disturbed including decorations, temporary propping and remove waste and debris. | 340.7584
102740 |  | R | N | Y | N | BL | OPENING:CONVERT OR EXTEND DOOR IN 100MM BLOCK | Brickwork | Brick/Block Walling | Openings - Internal Door | IT | 172.6704 | Opening:Remove existing door frame, cut or form opening for window over 1.00sm in 100mm blockworkl, steel lintol, DPC, quoin up jambs, form arch, cill, to match, make good, propping, remove spoil. | Opening:Remove existing door lining, cut or form opening for window ne 1.00sm in 100mm blockwork, insert precast concrete lintel 100 x140mm x 1200mm long, quoin up jambs with brickwork, make good plasterwork and decorations internally, propping and temporary supports and remove waste and debris. | 172.6704
102741 |  | R | N | Y | N | BL | OPENING:BUILD UP INTERNAL IN 100MM BLOCKS | Brickwork | Brick/Block Walling | Openings - Internal Door | IT | 271.6148 | Opening:Build up internal door opening in 100mm blockwork bedded, pointed in mortar to match existing, prepare opening, cut, tooth, bond jambs to receive blockwork, make good, remove spoil. | Opening:Build up internal door opening in 100mm blockwork, bedded and pointed in mortar to match existing, including prepare opening, cut tooth and bond jambs to receive blockwork, finished both sides with 2 coats of lightweight gypsum plaster finished flush with existing, including any necessary dubbing out, make good all works disturbed including decorations and remove waste and debris. | 271.6148
102743 |  | R | N | Y | N | BL | OPENING:BUILD UP INTERNAL IN COMMONS 1/2B THICK | Brickwork | Brick/Block Walling | Openings - Internal Door | IT | 401.6583 | Opening:Build up internal door opening in half brick commons, bedded, pointed in mortar to match existing, prepare opening, cut, tooth, bond jambs to receive brickwork, make good, remove spoil. | Opening:Build up internal door opening in commons, half brick thick, bedded and pointed in mortar to match existing, including prepare opening, cut tooth and bond jambs to receive brickwork, wedge and pinned to soffit, finished both sides with 2 coats of lightweight gypsum plaster finished flush with existing, including any necessary dubbing out, make good all works disturbed including decorations and remove waste and debris. | 401.6583
102745 |  | R | N | Y | N | BL | OPENING:BUILD UP INTERNAL IN COMMONS 1B THICK | Brickwork | Brick/Block Walling | Openings - Internal Door | IT | 637.7998 | Opening:Build up internal door opening in one brick commons, bedded, pointed in mortar to match existing, prepare opening, cut, tooth, bond jambs to receive brickwork, make good, remove spoil. | Opening:Build up internal door opening in commons, one brick thick, bedded and pointed in mortar to match existing, including prepare opening, cut tooth and bond jambs to receive brickwork, wedge and pinned to soffit, finished both sides with 2 coats of lightweight gypsum plaster finished flush with existing, including any necessary dubbing out, make good all works disturbed including decorations and remove waste and debris. | 637.7998
102747 | New | R | N | N | N | BL | FACING BRICK WALL:BRICK UP OPENING | Brickwork | Brick/Block Walling | Openings - External Door/Window | SM | 75.0577 | Facing Brick Wall:Brick up existing void or opening in half brick thick wall with facing bricks to match existing, make good, remove waste and debris. | Facing Brick Wall:Brick up existing void or opening in half brick thick wall with facing bricks to match existing built stretcher bond in cement mortar, cut, tooth and bond to existing brickwork, make good, remove waste and debris. | 75.0577
102751 |  | R | N | Y | N | BL | OPENING:FORM DOOR IN EXTERNAL WALL | Brickwork | Brick/Block Walling | Openings - External Door/Window | SM | 257.1377 | Opening:Cut or form opening for door over 1.00sm in cavity wall, insert steel lintol, DPC, quoin up jambs, form arch and step, to match existing, make good, propping, temporary supports, remove spoil. | Opening:Cut or form opening for door exceeding 1.00sm in 275mm cavity wall, insert Catnic lintel type or other equal and approved, damp proof course flashing, quoin up and close cavity at jambs with brickwork to match existing, form brick-on-end arch soldier course, form brick-on-end step with class B engineering bricks, snap headers, damp proof course to jambs and cill face up margins to match existing, make good plasterwork and decorations internally, include for additional stainless steel wall ties at 300mm centres around opening, propping and temporary supports and remove waste and debris. | 257.1377
102753 |  | R | N | Y | N | BL | OPENING:FORM WINDOW IN EXTERNAL WALL | Brickwork | Brick/Block Walling | Openings - External Door/Window | SM | 308.0106 | Opening:Cut or form opening for window over 1.00sm in cavity wall, insert steel lintol, DPC, quoin up jambs, form arch and cill, to match existing, make good, temporary propping, remove spoil. | Opening:Cut or form opening for window exceeding 1.00sm in 275mm cavity wall, insert Catnic lintel or other equal and approved, damp proof course flashing, quoin up and close cavity at jambs with brickwork to match existing, form brick-on-end arch soldier course, form cill with two course of plain tile creasing, set on brick on edge snap headers, damp proof course to jambs and cill face up margins to match existing, make good plasterwork and decorations internally, include for additional stainless steel wall ties at 300mm centres around opening, propping and temporary supports and remove waste and debris. | 308.0106
102761 |  | R | N | Y | N | BL | OPENING:ENLARGE EXISTING WINDOW | Brickwork | Brick/Block Walling | Openings - External Door/Window | SM | 264.3613 | Opening:Cut out and reform opening for window over 1.00sm in cavity wall, insert steel lintol, DPC, quoin up jambs, form arch and cill, to match, make good, propping, temporary supports, remove spoil. | Opening:Cut out and reform opening for window exceeding 1.00sm in 275mm cavity wall, insert Catnic lintel type or other equal and approved, damp proof course flashing, quoin up and close cavity at jambs with brickwork to match existing, form brick-on-end arch solider course, form cill with two course of plain tile creasing, set on brick on edge snap headers, damp proof course to jambs and cill face up margins to match existing, make good plasterwork and decorations internally, include for additional stainless steel wall ties at 300mm centres around opening, propping and temporary supports and remove waste and debris. | 264.3613
102763 |  | R | N | Y | N | BL | OPENING:ADAPT EXTERNAL DOOR TO WINDOW | Brickwork | Brick/Block Walling | Openings - External Door/Window | IT | 278.6652 | Opening:Remove existing door frame, adapt opening for window over 1.00sm in cavity wall, steel lintol, DPC, quoin up jambs, form arch, cill, to match, make good, propping, remove spoil. | Opening:Remove existing door frame, adapt opening for window exceeding 1.00sm in 275mm cavity wall, and close cavity at cill with slate, brick up opening below cill level with facing bricks to match existing and concrete blockwork internally, form cill with two courses of plain tile creasing, set on brick on edge snap headers, damp proof course to jambs and cill face up margins to match existing, make good plasterwork and decorations internally, include for additional stainless steel wall ties at 300mm centres around opening, propping and temporary supports and remove waste and debris. | 278.6652
102765 |  | R | N | Y | N | BL | OPENING:CONVERT OR EXTEND DOOR INTO WINDOW | Brickwork | Brick/Block Walling | Openings - External Door/Window | SM | 326.5393 | Opening:Remove existing door frame, cut or form opening for window over 1.00sm in cavity wall, steel lintol, DPC, quoin up jambs, form arch, cill, to match, make good, propping, remove spoil. | Opening:Remove existing door frame, cut or form opening for window exceeding 1.00sm in 275mm cavity wall, insert Catnic lintel type CN7, or other equal and approved, damp proof course flashing, quoin up and close cavity at jambs with brickwork to match existing, form or extend brick-on-end arch soldier course, brick up opening below cill level with facing bricks to match existing and concrete blockwork internally, close cavity at cill with slate, form cill with two courses of plain tile creasing, set on brick on edge snap headers, damp proof course to jambs and cill face up margins to match existing, make good plasterwork and decorations internally, include for additional stainless steel wall ties at 300mm centres around opening, propping and temporary supports and remove waste and debris. | 326.5393
102771 |  | R | N | Y | N | BL | OPENING:BUILD UP EXTERNAL IN COMMONS | Brickwork | Brick/Block Walling | Openings - External Door/Window | SM | 255.5563 | Opening:Build up existing opening for door or window, in commons and blockwork skins in mortar, cut, tooth, bond, external 2 coats render, plaster internal, DPC, ties, make good and remove spoil. | Opening:Build up existing opening for door or window, remove door or window frame, tiled cill, concrete cill, internal lintel, flat brick on edge arch over, build up externally in common bricks in mortar, allow for cutting, toothing and bonding into existing reveals, finished with two coats of render flush with existing walls, block up internally with 100mm blockwork finished with 2 coats of plaster flush with existing walls, include for new damp proof course's and stainless steel wall ties, make good any cavity wall insulation and remove waste and debris. | 255.5563
102773 |  | R | N | Y | N | BL | OPENING:BUILD UP EXTERNAL IN FACINGS | Brickwork | Brick/Block Walling | Openings - External Door/Window | SM | 277.2144 | Opening:Build up existing opening for door or window, in facings and blockwork skins in mortar, point to match existing, cut, tooth, bond, plaster internal, DPC, ties, make good and remove spoil. | Opening:Build up existing opening for door or window, remove door or window frame, tiled cill, concrete cill, internal lintel, flat brick on edge arch over, build up externally in facing bricks to match existing, matching tinted mortar and pointed as existing, allow for cutting, toothing and bonding into existing reveals, block up internally with 100mm blockwork finished with 2 coats of plaster flush with existing walls, include for new damp proof course's and stainless steel wall ties, make good any cavity wall insulation and remove waste and debris. | 277.2144
102901 |  | R | N | Y | N | BL | LINTEL:RENEW PCC LINTEL 100X150 | Brickwork | Brick/Block Walling | Lintels and Arches | LM | 157.905 | Lintel:Cut out and renew with 100x150mm pcc lintel with 2 No. 16mm bars, bed ends in mortar (1:1:6), cut and pin renew DPC, make good brickwork, plasterwork, sealant fillets, remove waste and debris. | Lintel:Cut out and remove existing lintel from brick wall, prepare to receive new including all necessary propping and temporary supports, and supply and fix 100x150mm prestressed precast concrete lintel reinforced with 2 No. 16mm diameter bars, bed ends in cement lime mortar (1:1:6), renew damp proof course and make good brickwork, plasterwork and sealant and or cement fillets and remove waste and debris. | 157.905
102905 |  | R | N | Y | N | BL | LINTEL:RENEW WITH CATNIC NE 2.5M LONG | Brickwork | Brick/Block Walling | Lintels and Arches | NO | 292.4932 | Lintel:Cut out existing and renew with steel Catnic type lintel ne 2.50m long, fit cavity tray DPC, make good brickwork/blockwork, plasterwork, sealant fillets and remove waste and debris. | Lintel:Cut out and remove existing lintel from brick wall, prepare to receive new including all necessary propping and temporary supports, and supply and fix steel Catnic type lintel ne 2.50m long including bedding in mortar, fit cavity tray damp proof course and make good brickwork/blockwork, plasterwork, sealant and or cement fillets and remove waste and debris. | 292.4932
102907 |  | R | N | Y | N | BL | ARCH:RENEW BRICK ON EDGE | Brickwork | Brick/Block Walling | Lintels and Arches | LM | 93.254 | Arch:Renew brick on edge arch in facings, bed and point in mortar to match existing, temporary supports, make good or rebuild as necessary, renew sealant fillets and remove spoil. | Arch:Renew brick on edge arch in facing bricks, bedded and pointed in cement lime mortar to match existing, supply all necessary temporary supports and make good or rebuild as necessary brickwork over arch and renew sealant and or cement mortar fillets and remove waste and debris. | 93.254
102911 |  | R | N | Y | N | BL | ARCH:RENEW BRICK ON END | Brickwork | Brick/Block Walling | Lintels and Arches | LM | 98.813 | Arch:Renew brick on end arch in facings, bed and point in mortar to match existing, temporary supports, make good or rebuild as necessary, renew sealant fillets and remove spoil. | Arch:Renew brick on end arch in facing bricks, bedded and pointed in cement lime mortar to match existing, supply all necessary temporary supports and make good or rebuild as necessary brickwork over arch and renew sealant and or cement mortar fillets and remove waste and debris. | 98.813
103101 |  | R | N | N | N | BL | CILL:RENEW SINGLE QUARRY TILE | Brickwork | Brick/Block Walling | Cills and Thresholds | NO | 15.1024 | Cill:Renew any quarry tile to cill, bed in mortar and point to match existing including clean off and all cutting and all making good and remove waste and debris. | Cill:Renew any quarry tile to cill, bed in mortar and point to match existing including clean off and all cutting and all making good and remove waste and debris. | 15.1024
103103 |  | R | N | N | N | BL | CILL:RENEW WITH 2 COURSE QUARRY TILES | Brickwork | Brick/Block Walling | Cills and Thresholds | LM | 60.5652 | Cill:Renew any cill with quarry tile cill two courses high bedded in cement mortar including carefully cutting out existing cill, insert new DPC, make good and remove spoil. | Cill:Renew any cill with quarry tile cill two courses high including carefully cutting out existing cill and prepare surfaces to receive new tiles, insert new damp proof membrane and bed new tiles in cement mortar to gradient as required, make good all brick/blockwork and all finishes disturbed and renew sealant and or cement fillets and remove waste and debris. | 60.5652
103105 |  | U | N | N | Y | BL | CILL:MAKE GOOD DAMAGED CONCRETE CILL | Brickwork | Brick/Block Walling | Cills and Thresholds | NO | 73.1989 | Cill:Hack off defective area of concrete cill, clean, treat any exposed reinforcement, insert new 6mm reinforcing bars, apply bonding agent, reform cill to existing profiles, formwork, make good. | Cill:Hack off defective area of concrete cill, clean and treat any exposed reinforcement, drill into cill and insert 6mm diameter reinforcing bars at 150mm centres, apply bonding agent and reform cill with fine concrete to match existing profiles including all necessary formwork, make good to structure and all finishes and fillets and remove waste and debris. | 73.1989
103107 |  | R | N | Y | N | BL | CILL:RENEW PCC CILL | Brickwork | Brick/Block Walling | Cills and Thresholds | LM | 85.0804 | Cill:Cut out existing cill and renew with pcc cill, bedded in cement lime mortar (1:1:6), renew DPC and make good brickwork, plasterwork, sealant and or cement fillets and remove spoil. | Cill:Cut out and remove existing cill from brick wall, prepare and lay precast concrete splay rebated twice grooved, finished fair cill with stooled ends reinforced with 2 No. 6mm diameter bars bedded in cement lime mortar (1:1:6), renew damp proof course and make good brickwork, plasterwork, sealant and or cement fillets and remove waste and debris. | 85.0804
103109 |  | U | N | N | Y | BL | CILL:REBED INDIVIDUAL BRICK TO CILL | Brickwork | Brick/Block Walling | Cills and Thresholds | NO | 7.5769 | Cill:Rebed individual brick to any type of brick cill including take off, clean and rebed and point in mortar to match existing and make good to all finishes and fillets and remove waste and debris. | Cill:Rebed individual brick to any type of brick cill including take off, clean and rebed and point in mortar to match existing and make good to all finishes and fillets and remove waste and debris. | 7.5769
103111 |  | U | N | N | Y | BL | CILL:REBED BRICK ON EDGE CILL | Brickwork | Brick/Block Walling | Cills and Thresholds | LM | 46.4171 | Cill:Rebed brick on edge cill to one brick wall including take off, clean and rebed and point in mortar to match existing and make good to all finishes and fillets and remove waste and debris. | Cill:Rebed brick on edge cill to one brick wall including take off, clean and rebed and point in mortar to match existing and make good to all finishes and fillets and remove waste and debris. | 46.4171
103113 |  | R | N | Y | N | BL | CILL:RENEW BRICK ON EDGE CILL | Brickwork | Brick/Block Walling | Cills and Thresholds | LM | 75.5114 | Cill:Renew brick on edge cill to one brick wall, new DPC, facings to match existing, bed and point in mortar (1:1:6), make good all brickwork, plasterwork, cement fillets, remove waste and debris. | Cill:Renew brick on edge cill to one brick wall including take out existing bricks, prepare and insert new damp proof course, supply and lay new facing bricks to match existing bedded and pointed in cement lime mortar (1:1:6) and make good all brickwork, plasterwork, sealant and or cement fillets and remove waste and debris. | 75.5114
103115 |  | U | N | N | Y | BL | CILL:REBED BRICK ON END CILL | Brickwork | Brick/Block Walling | Cills and Thresholds | LM | 43.6378 | Cill:Rebed brick on end soldier course to half brick wall including take off, clean and rebed and point in mortar to match existing, make good to all finishes and fillets and remove waste and debris. | Cill:Rebed brick on end soldier course to half brick wall including take off, clean and rebed and point in mortar to match existing and make good to all finishes and fillets and remove waste and debris. | 43.6378
103117 |  | R | N | Y | N | BL | CILL:RENEW BRICK ON END CILL | Brickwork | Brick/Block Walling | Cills and Thresholds | LM | 72.7318 | Cill:Renew brick on end soldier course to half brick wall, new DPC, facings to match existing bed, point in mortar (1:1:6), make good fillets brickwork, plasterwork, remove waste and debris. | Cill:Renew brick on end soldier course to half brick wall including take out existing bricks, prepare and insert new damp proof course, supply and lay new facing bricks to match existing bedded and pointed in cement lime mortar (1:1:6) and make good all brickwork, plasterwork, sealant and or cement fillets and remove waste and debris. | 72.7318
103119 |  | R | N | Y | N | BL | THRESHOLD:RENEW WITH PCC | Brickwork | Brick/Block Walling | Cills and Thresholds | NO | 92.4814 | Threshold:Break out existing and renew with pcc threshold size ne 80x140mm with water bar, finished fair on exposed faces bedded and jointed in cement lime mortar (1:1:6) and remove spoil. | Threshold:Break out existing threshold and renew with precast concrete threshold size ne 80x140mm with water bar, finished fair on exposed faces and reinforced for handling as necessary and bedded and jointed in cement lime mortar (1:1:6) and remove waste and debris. | 92.4814
103121 |  | R | N | Y | N | BL | THRESHOLD:RENEW WITH INSITU CONCRETE | Brickwork | Brick/Block Walling | Cills and Thresholds | NO | 106.8574 | Threshold:Break out existing and renew with insitu concrete (1:2:4), threshold ne 80x140mm with water bar, formwork and finished fair on exposed faces, make good all work disturbed, remove spoil. | Threshold:Break out existing threshold and renew with insitu concrete (1:2:4), threshold ne 80x140mm with water bar, including fix and strike formwork and finished fair on exposed faces and make good all work disturbed and remove waste and debris. | 106.8574
103301 |  | U | N | N | Y | BL | COPING:RENEW ISOLATED BRICK ON EDGE | Brickwork | Brick/Block Walling | Copings | NO | 9.0628 | Coping:Renew isolated brick in brick on edge coping, clean and prepare wall and brick and bed and point new brick in cement lime mortar (1:1:6) all to match existing and remove waste and debris. | Coping:Renew isolated brick in brick on edge coping including clean and prepare wall and brick and bed and point new brick in cement lime mortar (1:1:6) all to match existing and remove waste and debris. | 9.0628
103302 |  | R | N | Y | N | BL | COPING:RENEW BRICK ON EDGE | Brickwork | Brick/Block Walling | Copings | LM | 47.1542 | Coping:Take off existing brick coping to one brick wall, clean off, stack for re-use, provide additional bricks, bed and point brick on edge coping in mortar (1:1:6), remove waste and debris. | Coping:Take off existing brick coping to one brick wall, clean off suitable bricks and stack for re-use, clear away unsuitable bricks and debris, clean and prepare top of wall, supply any necessary additional bricks to match existing and bed and point brick on edge coping in cement lime mortar (1:1:6) all to match existing and remove waste and debris. | 47.1542
103303 |  | U | N | N | Y | BL | COPING:REBED BRICK ON EDGE COPING | Brickwork | Brick/Block Walling | Copings | LM | 37.256 | Coping:Take off brick coping to one brick wall, clean mortar from bricks and top of wall, clear away rubble, rebed bricks in cement lime mortar (1:1:6), point to match existing and remove spoil. | Coping:Take off brick coping to one brick wall, clean mortar from bricks and top of wall, clear away rubble, and rebed bricks in cement lime mortar (1:1:6) and point to match existing and remove waste and debris. | 37.256
103305 |  | R | N | Y | N | BL | COPING:LAY NEW BRICK ON EDGE COPING | Brickwork | Brick/Block Walling | Copings | LM | 48.7024 | Coping:Supply and lay facing bricks in brick on edge coping to one brick wall in cement lime mortar (1:1:6) and point as the work proceeds. | Coping:Supply and lay facing bricks in brick on edge coping to one brick wall in cement lime mortar (1:1:6) and point as the work proceeds. | 48.7024
103306 |  | R | N | Y | N | BL | COPING:LAY NEW BRICK ON END COPING | Brickwork | Brick/Block Walling | Copings | LM | 51.1075 | Coping:Supply and lay facing bricks in brick on end coping to half brick wall in cement lime mortar (1:1:6) and point as the work proceeds. | Coping:Supply and lay facing bricks in brick on end coping to half brick wall in cement lime mortar (1:1:6) and point as the work proceeds. | 51.1075
103307 |  | R | N | Y | N | BL | COPING:REBED PCC COPING | Brickwork | Brick/Block Walling | Copings | LM | 10.5677 | Coping:Take off precast coping ne 300mm wide, clean mortar from top of wall and coping, bed and point in cement lime mortar (1:1:6) with bonding agent and remove waste and debris. | Coping:Take off precast coping ne 300mm wide, clean mortar from top of wall and coping, bed and point in cement lime mortar (1:1:6) with bonding agent and remove waste and debris. | 10.5677
103311 |  | R | N | Y | N | BL | COPING:LAY NEW PCC COPING | Brickwork | Brick/Block Walling | Copings | LM | 25.7713 | Coping:Supply and lay new precast concrete coping ne 300mm wide in section to match existing, bedded and pointed in cement lime mortar (1:1:6) with bonding agent. | Coping:Supply and lay new precast concrete coping ne 300mm wide in section to match existing, bedded and pointed in cement lime mortar (1:1:6) with bonding agent. | 25.7713
103312 |  | R | N | Y | N | BL | COPING:RENEW PCC COPING TO MATCH | Brickwork | Brick/Block Walling | Copings | LM | 27.4391 | Coping:Take off pcc coping ne 300mm wide, clean top of wall, supply and lay new pcc coping to match existing, bed and point in mortar (1:1:6) with bonding agent, remove waste and debris. | Coping:Take off precast coping ne 300mm wide, clean mortar from top of wall, supply and lay new precast concrete coping ne 300mm wide in section to match existing, bedded and pointed in cement lime mortar (1:1:6) with bonding agent and remove waste and debris. | 27.4391
103315 |  | R | N | Y | N | BL | COPING:RENEW TILE CREASING | Brickwork | Brick/Block Walling | Copings | LM | 13.7494 | Coping:Renew any single tile creasing to wall in conjunction with coping renewal including clean off, lay, bed and point in cement lime mortar (1:1:6) to match existing and remove waste and debris. | Coping:Renew any single tile creasing to wall in conjunction with coping renewal including clean off, lay, bed and point in cement lime mortar (1:1:6) to match existing and remove waste and debris. | 13.7494
103317 |  | R | N | Y | N | BL | COPING:RENEW 2 ROW TILE CREASING | Brickwork | Brick/Block Walling | Copings | LM | 30.2667 | Coping:Renew any double tile creasing to wall in conjunction with coping renewal including clean off, lay, bed and point in cement lime mortar (1:1:6) to match existing and remove waste and debris. | Coping:Renew any double tile creasing to wall in conjunction with coping renewal including clean off, lay, bed and point in cement lime mortar (1:1:6) to match existing and remove waste and debris. | 30.2667
110001 |  | R | N | Y | N | BL | DPC:INSTALL NEW CAVITY TRAY DPC | Brickwork | Brick/Block Walling | Damp Proof Courses | LM | 63.259 | DPC:Cut out three courses of brickwork to external skin, chase internal skin, lay polypropylene base cavity tray, relay brickwork in mortar (1:1:6) and treat with waterproof solution and remove debris | DPC:Cut out three courses of brickwork to external skin, chase internal skin, supply and lay new polypropylene base cavity tray, relay three courses of brick in cement lime mortar (1:1:6) and treat with waterproof solution and remove waste and debris. | 63.259
110003 |  | R | N | Y | N | BL | DPC:INSTALL PROPRIETARY CAVITY TRAY DPC | Brickwork | Brick/Block Walling | Damp Proof Courses | LM | 103.9441 | DPC:Cut out external skin of brick/block/stone/ reconstructed stone wall, chase internal skin, build in proprietary cavity tray, relay wall in mortar (1:1:6), point to match, remove debris. | DPC:Cut out external skin of brick/block/stone/reconstructed stone wall, chase internal skin, supply and build in proprietary cavity tray, relay brick/block/stone/reconstructed stone in cement lime mortar (1:1:6) including providing any additional facing material and point to match existing, treat with waterproof solution and remove waste and debris. | 103.9441
110005 |  | R | N | Y | N | BL | WALL 11.5CM:INSERT DPC EXTERNAL | Brickwork | Brick/Block Walling | Damp Proof Courses | LM | 49.9402 | Wall 11.5cm:Cut out brickwork externally, supply and insert new polypropylene base DPC, relay and make good brickwork in mortar (1:3) and make good all finishes and remove waste and debris. | Wall 11.5cm:Cut out brickwork externally, supply and insert new polypropylene base damp proof course, relay and make good brickwork in mortar (1:3) and make good all finishes and remove waste and debris. | 49.9402
110007 |  | R | N | Y | N | BL | WALL 11.5CM:INSERT DPC INTERNAL | Brickwork | Brick/Block Walling | Damp Proof Courses | LM | 52.2521 | Wall 11.5cm:Cut out brickwork internally, supply and insert new polypropylene base DPC, relay and make good brickwork in mortar (1:3) and make good all finishes and remove waste and debris. | Wall 11.5cm:Cut out brickwork internally, supply and insert new polypropylene base damp proof course, relay and make good brickwork in mortar (1:3) and make good all finishes and remove waste and debris. | 52.2521
112001 |  | R | N | Y | N | SP | WALL 225MM:CHEMICAL INJECTION EXTERNAL DPC | Specialist Treatments | Fungus and Beetle Eradication and DPC Works | Chemical DPC Wall Injection | LM | 193.1461 | Wall 225mm:Drill external wall and inject chemical DPC, make good holes, all as specified and remove waste and debris. | Wall 225mm:Drill external wall and inject chemical damp proof course, make good holes, all as specified and remove waste and debris. | 193.1461
112003 |  | R | N | Y | N | SP | WALL 338MM:CHEMICAL INJECTION EXTERNAL DPC | Specialist Treatments | Fungus and Beetle Eradication and DPC Works | Chemical DPC Wall Injection | LM | 271.6122 | Wall 338mm:Drill external wall and inject chemical DPC, make good holes, all as specified and remove waste and debris. | Wall 338mm:Drill external wall and inject chemical damp proof course, make good holes, all as specified and remove waste and debris. | 271.6122
112005 |  | R | N | Y | N | SP | WALL 450MM:CHEMICAL INJECTION EXTERNAL DPC | Specialist Treatments | Fungus and Beetle Eradication and DPC Works | Chemical DPC Wall Injection | LM | 369.6414 | Wall 450mm:Drill external wall and inject chemical DPC, make good holes, all as specified and remove waste and debris. | Wall 450mm:Drill external wall and inject chemical damp proof course, make good holes, all as specified and remove waste and debris. | 369.6414
112007 |  | R | N | Y | N | SP | WALL 563MM:CHEMICAL INJECTION EXTERNAL DPC | Specialist Treatments | Fungus and Beetle Eradication and DPC Works | Chemical DPC Wall Injection | LM | 456.2273 | Wall 563mm:Drill external wall and inject chemical DPC, make good holes, all as specified and remove waste and debris. | Wall 563mm:Drill external wall and inject chemical damp proof course, make good holes, all as specified and remove waste and debris. | 456.2273
112009 |  | R | N | Y | N | SP | WALL 113MM:CHEMICAL INJECTION INTERNAL DPC | Specialist Treatments | Fungus and Beetle Eradication and DPC Works | Chemical DPC Wall Injection | LM | 112.2105 | Wall 113mm:Drill internal wall and inject chemical DPC, make good holes, all as specified and remove waste and debris. | Wall 113mm:Drill internal wall and inject chemical damp proof course, make good holes, all as specified and remove waste and debris. | 112.2105
112011 |  | R | N | Y | N | SP | WALL 225MM:CHEMICAL INJECTION INTERNAL DPC | Specialist Treatments | Fungus and Beetle Eradication and DPC Works | Chemical DPC Wall Injection | LM | 193.1461 | Wall 225mm:Drill internal wall and inject chemical DPC, make good holes, all as specified and remove waste and debris. | Wall 225mm:Drill internal wall and inject chemical damp proof course, make good holes, all as specified and remove waste and debris. | 193.1461
112013 |  | R | N | Y | N | SP | WALL CAVITY:CHEMICAL INJECTION INTERNAL DPC | Specialist Treatments | Fungus and Beetle Eradication and DPC Works | Chemical DPC Wall Injection | LM | 112.2105 | Wall Cavity:Drill 113mm thick skin of internal wall, inject chemical DPC, make good holes, all as specified and remove waste and debris. | Wall Cavity:Drill 113mm thick skin of internal wall, inject chemical damp proof course, make good holes, all as specified and remove waste and debris. | 112.2105
112015 |  | R | N | Y | N | SP | WALL 338MM:CHEMICAL INJECTION INTERNAL DPC | Specialist Treatments | Fungus and Beetle Eradication and DPC Works | Chemical DPC Wall Injection | LM | 263.2737 | Wall 338mm:Drill internal wall and inject chemical DPC, make good holes, all as specified and remove waste and debris. | Wall 338mm:Drill internal wall and inject chemical damp proof course, make good holes, all as specified and remove waste and debris. | 263.2737
112018 |  | R | N | Y | N | SP | WALL CAVITY:CHEMICAL INJECTION 2 SKINS DPC | Specialist Treatments | Fungus and Beetle Eradication and DPC Works | Chemical DPC Wall Injection | LM | 234.4155 | Wall Cavity:Drill both 113mm thick skins of hollow wall, make good holes, all as specified and remove waste and debris. | Wall Cavity:Drill both 113mm thick skins of hollow wall, make good holes, all as specified and remove waste and debris. | 234.4155
112020 |  | R | N | N | N | SP | DWELLING:CHEMICAL DPC INJECTION SURVEY | Specialist Treatments | Fungus and Beetle Eradication and DPC Works | Surveys | IT | 245.7 | Dwelling:Undertake initial survey and report, mobilise to undertake DPC treatment, and provide 30 year insurance backed guarantee, demobilise, (in addition to DPC injection items). | Dwelling:Undertake initial survey and report, mobilise to undertake chemical injection damp proof course treatment and provide 30 year insurance backed guarantee for chemical injection damp proof course treatment, demobilise, clear away all debris on completion to approved tip (to be ordered additional to damp proof course injection items). | 245.7
112022 |  | R | N | N | N | SP | DWELLING:ROT ERADICATION SURVEY | Specialist Treatments | Fungus and Beetle Eradication and DPC Works | Surveys | IT | 122.85 | Dwelling:Undertake initial survey and report, mobilise to undertake rot eradication treatment, provide 30 year insurance backed guarantee for rot eradication treatment, demobilise, remove spoil. | Dwelling:Undertake initial survey and report, mobilise to undertake rot eradication treatment and provide 30 year insurance backed guarantee for rot eradication treatment, demobilise, clear away all debris on completion to approved tip. | 122.85
112024 |  | R | N | N | N | SP | DWELLING:DAMP SURVEY | Specialist Treatments | Fungus and Beetle Eradication and DPC Works | Surveys | IT | 87.75 | Dwelling:Undertake initial damp survey and provide report with recommendations and photographic evidence. | Dwelling:Undertake initial damp survey and provide report with recommendations and photographic evidence. | 87.75
112026 |  | R | N | N | N | SP | DWELLING:FUNGUS/INFESTATION ERADICATION SURVEY | Specialist Treatments | Fungus and Beetle Eradication and DPC Works | Surveys | IT | 122.85 | Dwelling:Undertake initial survey and report, mobilise to undertake fungal or beetle treatment, provide 30 year insurance backed guarantee for rot eradication treatment, demobilise, remove spoil. | Dwelling:Undertake initial survey and report, mobilise to undertake fungal or beetle eradication treatment and provide 30 year insurance backed guarantee for rot eradication treatment, demobilise, clear away all debris on completion to approved tip. | 122.85
113001 |  | R | N | Y | N | SP | WALL:IRRIGATE WITH FUNGICIDE | Specialist Treatments | Fungus and Beetle Eradication and DPC Works | Irrigation of Walls | SM | 22.4151 | Wall:Drill holes as necessary and pressure inject with approved fungicidal solution all as specified and remove waste and debris. | Wall:Drill holes as necessary and pressure inject with approved fungicidal solution all as specified and remove waste and debris. | 22.4151
114001 |  | U | N | N | Y | BL | WALL OR CEILING:APPLY FUNGICIDE | Brickwork | Brick/Block Walling | Anti-Fungicide Treatment | SM | 3.3294 | Wall or Ceiling:Brush down and apply fungicide solution to walls and or ceilings and wash off traces of fungus and remove waste and debris. | Wall or Ceiling:Brush down and apply fungicide solution to walls and or ceilings and wash off traces of fungus and remove waste and debris. | 3.3294
115001 |  | R | N | N | N | BL | AIRBRICK:RENEW WITH PVC | Brickwork | Airbricks and Vents | Airbricks | NO | 29.9614 | Airbrick:Cut out existing airbrick and renew with 225x150mm PVC ventilator, bed and point in cement lime mortar (1:1:6) and make good any finishes and remove waste and debris. | Airbrick:Cut out existing airbrick and renew with 225x150mm PVC ventilator, bed and point in cement lime mortar (1:1:6) and make good any finishes and remove waste and debris. | 29.9614
115003 |  | R | N | N | N | BL | AIRBRICK:INSTALL NEW PVC VENT | Brickwork | Airbricks and Vents | Airbricks | NO | 89.4721 | Airbrick:Cut or form opening in wall and insert 225x150mm PVC ventilator, bed, point in mortar (1:1:6), insert cavity lining and internal vent with flyscreen, make good finishes, remove spoil. | Airbrick:Cut or form opening in wall and insert 225x150mm PVC ventilator, bed and point in cement lime mortar (1:1:6), insert cavity lining and internal vent with flyscreen, make good finishes internally and externally and remove waste and debris. | 89.4721
115005 |  | R | N | N | N | BL | AIRBRICK:RENEW CLAY OR CONCRETE VENT | Brickwork | Airbricks and Vents | Airbricks | NO | 28.3351 | Airbrick:Cut out existing airbrick and renew with 225x150mm clay or concrete ventilator, bed and point in cement lime mortar (1:1:6) and make good any finishes and remove waste and debris. | Airbrick:Cut out existing airbrick and renew with 225x150mm clay or concrete ventilator, bed and point in cement lime mortar (1:1:6) and make good any finishes and remove waste and debris. | 28.3351
115007 |  | R | N | N | N | BL | AIRBRICK:INSTALL NEW CLAY OR CONCRETE VENT | Brickwork | Airbricks and Vents | Airbricks | NO | 87.8458 | Airbrick:Cut or form opening in wall and insert 225x150mm clay or concrete ventilator, bed, point in mortar (1:1:6), insert cavity lining, internal vent with flyscreen, make good, remove spoil. | Airbrick:Cut or form opening in wall and insert 225x150mm clay or concrete ventilator, bed and point in cement lime mortar (1:1:6), insert cavity lining and internal vent with flyscreen, make good finishes internally and externally and remove waste and debris. | 87.8458
115009 |  | U | N | N | Y | BL | AIRBRICK:REBED LOOSE VENT | Brickwork | Airbricks and Vents | Airbricks | NO | 16.4713 | Vent:Take out loose ventilator or airbrick and rebed and point in cement lime mortar (1:1:6) to match existing. | Vent:Take out loose ventilator or airbrick and rebed and point in cement lime mortar (1:1:6) to match existing. | 16.4713
115010 |  | R | N | Y | N | BL | AIR BRICK OR VENT:BRICK UP OPENING | Brickwork | Airbricks and Vents | Airbricks | NO | 21.613 | Airbrick or Vent:Cut out existing airbrick or vent and infill opening with faced brickwork to match existing or with common brickwork with rendered finished, make good, and remove waste and debris. | Airbrick or Vent:Cut out existing airbrick or vent and infill opening with faced brickwork to match existing or with common brickwork with rendered finished, make good finishes internally and externally and remove waste and debris. | 21.613
115011 |  | R | N | N | N | BL | VENTILATOR:RENEW PVC OR ALUMINIUM | Brickwork | Airbricks and Vents | Airbricks | NO | 17.2069 | Ventilator:Supply and fix 225x150mm Hit and Miss PVC or aluminium ventilator grille fixed to any background including remove any existing ventilator, make good to all finishes, remove spoil. | Ventilator:Supply and fix 225x150mm 'Hit and Miss' PVC or aluminium ventilator grille fixed to any background including remove any existing ventilator and make good all finishes and remove waste and debris. | 17.2069
115012 |  | R | N | Y | N | BL | VENT:INSTALL PROPRIETARY VENT KIT | Brickwork | Airbricks and Vents | Ventilators | NO | 79.3853 | Vent:Supply and install approx. 125mm diameter proprietary ventilator kit complete including core drill openings through external/internal cavity walls, install vent kit, make good, remove spoil. | Vent:Supply and install approx. 125mm diameter proprietary ventilator kit complete including core drill openings through external/internal cavity walls and install vent kit and sleeving and make good including all external and internal finishes and remove waste and debris. | 79.3853
115014 |  | R | N | Y | N | BL | VENT:INSTALL TUMBLE VENT KIT | Brickwork | Airbricks and Vents | Ventilators | NO | 78.0515 | Vent:Supply and install approx. 100mm diameter tumble drier vent kit complete including 3 metre length of 100mm flexible pvc ducting, cut openings in walls, install kit, make good, remove spoil. | Vent:Supply and install approx. 100mm diameter tumble drier vent kit complete including 3 metre length of 100mm flexible PVC ducting, including cutting openings through external/internal walls, install kit complete and make good all finishes and remove waste and debris. | 78.0515
135001 |  | R | N | Y | N | BL | METER CUPBOARD:PROPRIETARY RENEW OR SUPPLY NEW | Carpentry and Joinery | Miscellaneous Works | Meter Cupboards | NO | 92.4385 | Meter Cupboard:Renew or fix new approved meter cupboard size 400x560x215mm complete with locking device and all other ironmongery and plug and screw to walls and make good and remove waste and debris. | Meter Cupboard:Renew or fix new approved proprietary meter cupboard maximum size 400x560x215mm complete with locking device and all other ironmongery and plug and screw to walls and make good and remove waste and debris. | 92.4385
135002 |  | R | N | Y | N | BL | METER CUPBOARD:PM RENEW OR SUPPLY NEW | Carpentry and Joinery | Miscellaneous Works | Meter Cupboards | NO | 128.7904 | Meter Cupboard:Renew or supply and fix 12mm hw lipped plywood and softwood framing meter/consumer unit size ne 1.20mm long x ne 1.00 mm high with door, lock etc., decorate, make good, remove debris. | Meter Cupboard:Renew or supply and fix new purpose made internal 12mm hardwood lipped plywood and softwood framing meter and consumer unit cupboard size over 600 and ne 1200mm long and over 600 and ne 1000mm high complete with door, locking device and all other ironmongery, decorate to match existing and plug and screw to walls and make good all finishes and remove waste and debris. | 128.7904
135003 |  | R | N | N | N | BL | METER CUPBOARD:RENEW PROPRIETARY DOOR | Carpentry and Joinery | Miscellaneous Works | Meter Cupboards | NO | 67.5418 | Meter Cupboard:Take off existing, and renew any type of proprietary meter cupboard door complete with lock and hinges to external meter cupboard and remove waste and debris. | Meter Cupboard:Take off existing, and renew any type of proprietary meter cupboard door complete with lock and hinges to external meter cupboard and remove waste and debris. | 67.5418
135004 |  | R | N | Y | N | BL | METER CUPBOARD:RENEW PM TIMBER DOOR | Carpentry and Joinery | Miscellaneous Works | Meter Cupboards | NO | 67.6082 | Meter Cupboard:Take off existing door to purpose made internal meter/consumer unit cupboard, renew with 12mm hw lipped plywood door complete, ease, adjust, decorate, make good, remove waste and debris | Meter Cupboard:Take off existing door to purpose made internal meter and consumer unit cupboard, and renew with 12mm plywood hardwood lipped door complete with hinges and renew or remove existing and refix locking device, and fix door to cupboard, ease and adjust, decorate to match existing, make good, remove waste and debris. | 67.6082
135005 |  | R | N | Y | N | BL | METER CUPBOARD:RENEW METAL DOOR AND FRAME | Carpentry and Joinery | Miscellaneous Works | Meter Cupboards | NO | 50.8992 | Meter Cupboard:Take off existing door and frame to external meter/consumer unit cupboard, renew with proprietary metal door and frame complete, decorate, make good, remove waste and debris. | Meter Cupboard:Take off existing door and frame to external meter and consumer unit cupboard, and renew with proprietary metal door complete with hinges to and including frame and fix door frome to cupboard, ease and adjust, decorate to match existing, make good, remove waste and debris. | 50.8992
140001 |  | R | N | Y | N | BL | FIREPLACE:RENEW COMPLETE | Brickwork | Fireplaces | Fire Surrounds and Hearths | NO | 860.1266 | Firplace:Take out fire surround and hearth complete, build in new firebase, fireback and throat unit, new tiled fireplace surround and tiled hearth, make good, and remove spoil. | Fireplace:Take out existing fire surround and hearth complete, clear recess, alter and build in new firebase, fireback and throat unit, prepare for, supply and build in new tiled fireplace surround size ne 1220x900x100mm with opening size 510x575mm and tile returns 50x50x6mm stainless steel angle around opening, 2 No. stainless steel eyes on either side of opening and 1100x500x50mm tiled hearth with tiled return on three sides bedded in cement mortar, make good finishings and remove waste and debris. | 860.1266
140002 |  | R | N | Y | N | BL | FIRE:RENEW COMPLETE | Brickwork | Fireplaces | Fire Surrounds and Hearths | NO | 793.79 | Fire:Take out fire surround and hearth complete, clear recess, rebuild with back base, firebase, fireback and lintel, build in new fireplace surround and hearth, make good, clear away debris. | Fire:Take out existing fire surround and hearth complete, clear recess, rebuild opening complete with back base, firebase, fireback and lintel, prepare for, supply and build in new tiled fireplace surround size ne 1220x900x100mm with opening size 510x575mm and tile returns 50x50x6mm stainless steel angle around opening, 2 No. stainless steel eyes on either side of opening and 1100x500x50mm tiled hearth with tiled return on three sides bedded in cement mortar, make good finishings and remove waste and debris. | 793.79
140003 |  | R | N | Y | N | BL | FIRE:RENEW SURROUND | Brickwork | Fireplaces | Fire Surrounds and Hearths | NO | 274.4051 | Fire:Take out fire surround and build in new tiled fireplace surround, make good to existing finishes all finishings and remove waste and debris. | Fire:Take out fire surround and clear away, prepare for, supply and build in new tiled fire place surround size ne 1220x900x100mm with opening size 510x575mm and tile returns 50x50x6mm stainless steel angle around opening, 2 No. stainless steel eyes on either side of opening, make good all finishings and remove waste and debris. | 274.4051
140005 |  | R | N | Y | N | BL | FIRE:RENEW SURROUND AND HEARTH | Brickwork | Fireplaces | Fire Surrounds and Hearths | NO | 472.2723 | Fire:Remove existing and renew tiled fireplace surround and hearth size ne 1200x900x100mm with opening size 510x575mm complete with shelf, bedded in mortar (1:1:6) make good, remove spoil. | Fire:Remove existing and renew tiled fireplace surround and hearth size ne 1200x900x100mm with opening size 510x575mm complete with shelf, bedded in cement lime mortar (1:1:6) make good finishings and remove waste and debris. | 472.2723
140007 |  | R | N | Y | N | BL | FIRE:RENEW HEARTH COMPLETE | Brickwork | Fireplaces | Fire Surrounds and Hearths | NO | 234.0139 | Fire:Take out tiled hearth, clear away, prepare for, supply and build in tiled hearth bedded in cement mortar, make good to existing finishes finishings, and remove waste and debris. | Fire:Take out tiled hearth, clear away, prepare for, supply and build in tiled hearth size ne 1220x500x50mm with tiled returns on three sides bedded in cement mortar, make good finishings and remove waste and debris. | 234.0139
140008 |  | R | N | Y | N | BL | FIRE:ADAPT FOR GAS | Brickwork | Fireplaces | Fire Surrounds and Hearths | NO | 224.6819 | Fire:Remove fireplace surround/hearth, fire, backboiler, blank off, modify opening to gas regulation standard to suit fire/bbu (installed by others) make good, clear away debris. | Fire:Remove existing fireplace surround and hearth, backboiler and fire, blank off pipework, modify opening to gas regulation standard to suit any gas fire and backboiler (installed by others) including extending skirting and make good finishes, size ne 1200x900x100mm with opening size 510x575mm complete with shelf, bedded in cement lime mortar (1:1:6), make good finishings and remove waste and debris. | 224.6819
140009 |  | R | N | Y | N | BL | FIRE:REMOVE FIRE AND SEAL OPENING | Brickwork | Fireplaces | Fire Openings etc | IT | 198.1909 | Fire:Take out fire, surround and hearth, seal opening with brickwork or blockwork, plaster vent, render and set wall, make good floor and skirting, and seal chimney cap and remove spoil. | Fire:Take out fire, surround and hearth, seal opening with brickwork or blockwork in mortar (1:1:6), cut tooth and bond to existing brickwork form opening 150x75mm for and fix plaster vent with flyscreen, render and set wall, including make good floor and skirting, seal chimney cap and remove waste and debris. | 198.1909
140010 |  | U | N | N | Y | BL | FIRE:REMOVE REFIX FOR BACKBOILER RENEWAL | Brickwork | Fireplaces | Fire Surrounds and Hearths | NO | 225.369 | Fire:Remove existing fireplace surround, and firebricks, in conjunction with backboiler renewal, (msd sep) set aside, later refix including make good, clear away debris. | Fire:Remove existing fireplace surround, and firebricks, in conjunction with backboiler renewal (measured separately) and set aside, later refix including renew any damaged firebricks, bedded in cement mortar, and fireclay, make good all works disturbed and remove waste and debris. | 225.369
140011 |  | R | N | N | N | BL | FIRE:RENEW LINTEL TO OPEN FIRE | Brickwork | Fireplaces | Fire Openings etc | IT | 73.3665 | Fire:Take out lintel and clear away, prepare for, supply and fix new bevelled concrete fireplace lintel and point with fire cement and remove waste and debris. | Fire:Take out lintel and clear away, prepare for, supply and fix new bevelled concrete fireplace lintel and point with fire cement and remove waste and debris. | 73.3665
140013 |  | R | N | N | N | BL | FIRE:REPOINT TILES WITH FIRE CEMENT | Brickwork | Fireplaces | Fire Openings etc | IT | 11.0761 | Fire:Clean out and repoint joints of fireclay tiles with fire cement and remove waste and debris. | Fire:Clean out and repoint joints of fireclay tiles with fire cement and remove waste and debris. | 11.0761
140014 |  | R | N | N | N | BL | FIRE:RENEW FIRECHEEK | Brickwork | Fireplaces | Fire Surrounds and Hearths | IT | 66.4537 | Fire:Take out and renew single fire-cheek including any cutting out and rebuilding of brickwork and point with fire cement, clean off and remove waste and debris. | Fire:Take out and renew single fire-cheek including any cutting out and rebuilding of brickwork and point with fire cement, clean off and remove waste and debris. | 66.4537
140015 |  | R | N | N | N | BL | FIRE:RENEW FIRECHEEKS | Brickwork | Fireplaces | Fire Openings etc | IT | 119.8136 | Fire:Take out and renew pair of fire-cheeks including any cutting out and rebuilding of brickwork and point with fire cement and remove waste and debris. | Fire:Take out and renew pair of fire-cheeks including any cutting out and rebuilding of brickwork and point with fire cement and remove waste and debris. | 119.8136
140017 |  | R | N | N | N | BL | FIRE:RENEW FIRECHEEKS AND ASH PIT | Brickwork | Fireplaces | Fire Openings etc | IT | 148.4617 | Fire:Take out and renew pair of fire-cheeks and ash pit including any cutting out and rebuilding of brickwork and point with fire cement and remove waste and debris. | Fire:Take out and renew pair of fire-cheeks and ash pit including any cutting out and rebuilding of brickwork and point with fire cement and remove waste and debris. | 148.4617
140019 |  | R | N | N | N | BL | FIRE:CLEAN AND RESET DAMPER | Brickwork | Fireplaces | Fire Openings etc | NO | 11.2633 | Fire:Clean throating and reset damper plate to open fireplace. | Fire:Clean throating and reset damper plate to open fireplace. | 11.2633
140021 |  | R | N | N | N | BL | FIRE:RENEW STANDARD SIZE CANOPY | Brickwork | Fireplaces | Fire Openings etc | NO | 103.9704 | Fire:Take off and renew standard size canopy to any fire and make good finishings and seal joints and remove waste and debris. | Fire:Take off and renew standard size canopy to any fire and make good finishings and seal joints and remove waste and debris. | 103.9704
140023 |  | R | N | N | N | BL | FIRE:RENEW ALL NIGHT BURNER GRATE | Brickwork | Fireplaces | Fire Parts | IT | 60.3177 | Fire:Take out and renew standard all night burner grate and remove waste and debris. | Fire:Take out and renew standard all night burner grate and remove waste and debris. | 60.3177
140025 |  | R | N | N | N | BL | FIRE:RENEW OR REFIX SINGLE GLAZED TILE | Brickwork | Fireplaces | Fire Openings etc | NO | 6.8693 | Fire:Hack off tile, prepare and renew or refix individual glazed tile to surround or hearth to match existing, fixed with adhesive, grout in, clean off and remove waste and debris. | Fire:Hack off tile, prepare and renew or refix individual glazed tile to surround or hearth to match existing, fixed with adhesive, grout in, clean off and remove waste and debris. | 6.8693
140027 |  | R | N | N | N | BL | FIRE:RENEW GLAZED TILES | Brickwork | Fireplaces | Fire Openings etc | SM | 193.9366 | Fire:Hack off tiles, prepare and renew glazed tiles to surround or hearth to match existing, fixed with an approved adhesive, grout in, clean off and remove waste and debris. | Fire:Hack off tiles, prepare and renew glazed tiles to surround or hearth to match existing, fixed with an approved adhesive, grout in, clean off and remove waste and debris. | 193.9366
140028 |  | U | N | N | Y | BL | FIRE:OVERHAUL DEFECTIVE SOLID FUEL APPLIANCE | Brickwork | Fireplaces | Fire Parts | NO | 69.6023 | Fire:Take out, clean, reset and resecure all night burner bedded in fireproof cement, clean throating and reset damper to open fireplace, check operation of fire and remove spoil. | Fire:Take out, clean, reset and resecure all night burner bedded in fireproof cement, clean throating and reset damper to open fireplace, check operation of fire and remove waste and debris. | 69.6023
140029 |  | R | N | N | N | BL | FIRE:RENEW FIRE BASKET | Brickwork | Fireplaces | Fire Parts | NO | 45.9941 | Fire:Take out and renew fire basket to open fire and remove waste and debris. | Fire:Take out and renew fire basket to open fire and remove waste and debris. | 45.9941
140031 |  | R | N | N | N | BL | FIRE:RENEW FIRE FRET | Brickwork | Fireplaces | Fire Parts | NO | 59.6831 | Fire:Take out and renew fire fret to open fire and remove waste and debris. | Fire:Take out and renew fire fret to open fire and remove waste and debris. | 59.6831
140032 |  | R | N | N | N | BL | FIRE:RENEW FIRE BASE | Brickwork | Fireplaces | Fire Surrounds and Hearths | NO | 200.2497 | Fire:Take out and renew fire base to open fire, bed and point in fire cement and clear away debris to approved tip. | Fire:Take out and renew fire base to open fire, bed and point in fire cement and remove waste and debris. | 200.2497
140033 |  | R | N | N | N | BL | FIRE:SUPPLY SET OF TOOLS | Brickwork | Fireplaces | Fire Parts | NO | 38.471 | Fire:Supply and place in position operating tools for all night burner. | Fire:Supply and place in position operating tools for all night burner. | 38.471
140035 |  | R | N | N | N | BL | FIRE:RENEW BOTTOM GRATE | Brickwork | Fireplaces | Fire Parts | NO | 44.5213 | Fire:Take out and renew bottom grate to all night burner and remove waste and debris. | Fire:Take out and renew bottom grate to all night burner and remove waste and debris. | 44.5213
140036 |  | R | N | N | N | BL | FIRE:RENEW BOTTOM BARS | Brickwork | Fireplaces | Fire Surrounds and Hearths | NO | 52.5475 | Fire:Take out and renew any bottom bars to all night burner set and remove waste and debris. | Fire:Take out and renew any bottom bars to all night burner set and remove waste and debris. | 52.5475
140037 |  | R | N | N | N | BL | FIRE:REFIX ALL NIGHT BURNER | Brickwork | Fireplaces | Fire Parts | NO | 37.7039 | Fire:Take out, clean, reset and resecure all night burner bedded in fireproof cement and remove waste and debris. | Fire:Take out, clean, reset and resecure all night burner bedded in fireproof cement and remove waste and debris. | 37.7039
140038 |  | R | N | N | N | BL | FIRE:RENEW FIRE BRICKS | Brickwork | Fireplaces | Fire Surrounds and Hearths | IT | 65.9146 | Fire:Renew firebricks to any type of fire, cut out existing and bed new firebricks in cement mortar and point with fire cement and remove waste and debris. | Fire:Renew firebricks to any type of fire, cut out existing and bed new firebricks in cement mortar and point with fire cement and remove waste and debris. | 65.9146
140039 |  | R | N | N | N | BL | FIRE:RENEW GLASS | Brickwork | Fireplaces | Fire Parts | IT | 88.1564 | Fire:Take out and renew glass strip to door of closed room heater, clean out rebates, remove waste and debris and make good. | Fire:Take out and renew glass strip to door of closed room heater, clean out rebates, remove waste and debris and make good. | 88.1564
140041 |  | R | N | N | N | BL | FIRE:RENEW GLASS SET | Brickwork | Fireplaces | Fire Parts | IT | 83.6709 | Fire:Take out and renew set of glass strips to door of closed room heater, clean out rebates, remove waste and debris and make good. | Fire:Take out and renew set of glass strips to door of closed room heater, clean out rebates, remove waste and debris and make good. | 83.6709
140043 |  | R | N | N | N | BL | FIRE:REFLAUNCH FLUE | Brickwork | Fireplaces | Fire Surrounds and Hearths | IT | 30.4906 | Fire:Clean out mortar from throat of flue and remove waste and debris, and reflaunch with fire cement mortar. | Fire:Clean out mortar from throat of flue and remove waste and debris, and reflaunch with fire cement mortar. | 30.4906
140045 |  | R | N | N | N | BL | FIRE:REPAIR CRACKS TO FIREBRICK | Brickwork | Fireplaces | Fire Surrounds and Hearths | IT | 19.4145 | Fire:Rake out cracks in firebrick back, point in flush with fire cement mortar. | Fire:Rake out cracks in firebrick back, point in flush with fire cement mortar. | 19.4145
140047 |  | R | N | N | N | BL | FIRE:REBED TILED HEARTH | Brickwork | Fireplaces | Fire Surrounds and Hearths | IT | 43.6378 | Fire:Take up existing tiled hearth, clean off old bed and rebed in cement mortar (1:3). | Fire:Take up existing tiled hearth, clean off old bed and rebed in cement mortar (1:3). | 43.6378
140049 |  | R | N | N | N | BL | FIRE:REFIX FIRE SURROUND | Brickwork | Fireplaces | Fire Surrounds and Hearths | IT | 52.955 | Fire:Take off existing tiled fire surround and refix to wall by plugging and screwing, make good plasterwork disturbed. | Fire:Take off existing tiled fire surround and refix to wall by plugging and screwing, make good plasterwork disturbed. | 52.955
140050 |  | R | N | N | N | BL | FIRE:REMOVE FIRE AND BACKBOILER | Brickwork | Fireplaces | Fire Surrounds and Hearths | IT | 331.3826 | Fire:Remove fire surround, hearth and burning appliance, drain down, remove back boiler unit, pipework, sweep flue, seal opening, vent, render and set, make good, pepper pot to chimney. | Fire:Remove fire surround and hearth and burning appliance, drain down and removal of back boiler unit, flow and return pipes back to cylinder, thoroughly sweep flue, seal opening and 100mm thick brick or block work and insert 225x150mm permanently fixed plaster louvre vent, prepare walls and render and set to match existing, make good walls and ceiling surfaces to match existing, cut back as required and screed hearth base level with floor, supply skirting to match existing, supply and fit a terracotta pepper pot to chimney and remove waste and debris. | 331.3826
140051 |  | R | N | N | N | BL | FIRE:RENEW FIREBACK | Brickwork | Fireplaces | Fire Surrounds and Hearths | IT | 157.6192 | Fire:Remove existing defective fireback and fix new fireback, ease and clean damper and remove waste and debris. | Fire:Remove existing defective fireback and fix new fireback, ease and clean damper and remove waste and debris. | 157.6192
140053 |  | R | N | N | N | BL | FIRE:RENEW ADJUSTABLE THROAT UNIT | Brickwork | Fireplaces | Fire Surrounds and Hearths | IT | 204.0917 | Fire:Remove existing and fix new adjustable throat restrictor unit and remove waste and debris. | Fire:Remove existing and fix new adjustable throat restrictor unit and remove waste and debris. | 204.0917
140055 |  | R | N | N | N | BL | FIRE:RENEW ASBESTOS TYPE ROPE | Brickwork | Fireplaces | Fire Surrounds and Hearths | IT | 27.5343 | Fire:Remove defective asbestos type rope to any type of joint, refix new asbestos type rope, wedge and point in and remove waste and debris. | Fire:Remove defective asbestos type rope to any type of joint, refix new asbestos type rope, wedge and point in and remove waste and debris. | 27.5343
140057 |  | R | N | N | N | BL | FIRE:REFIX ASBESTOS TYPE ROPE | Brickwork | Fireplaces | Fire Surrounds and Hearths | IT | 21.3904 | Fire:Wedge and point existing asbestos type rope to any joint. | Fire:Wedge and point existing asbestos type rope to any joint. | 21.3904
145001 |  | U | N | N | Y | BL | COOKER:REMOVE SOLID FUEL COOKER COMPLETE | Brickwork | Fireplaces | Cookers (Rayburn or Similar) | IT | 485.0609 | Cooker:Drain down system, disconnect solid fuel cooker, boiler and flue and remove, build up recess, build in pcc throating block and pcc lintel, make good works disturbed and remove spoil. | Cooker:Drain down system, disconnect cooker, boiler and flue and remove, build up recess with concrete brickwork in cement lime mortar (1:1:6) including supply and build in 750x350x403mm precast concrete throating block with 200mm diameter flue hole and 750x95x150mm precast concrete lintel, make good works disturbed and remove waste and debris. | 485.0609
146001 |  | R | N | Y | N | BL | SURFACES:REPAIR CRACKS, CONCRETE NE 5MM | Brickwork | Concrete Repairs | Concrete Repairs | SM | 83.4089 | Surfaces:Prepare, clean off all dust and debris, fill in or resurface cracks or spalled concrete surfaces of concrete with epoxy mortar over 300mm wide, repair ne 5mm deep, remove waste and debris. | Surfaces:Prepare, clean off all dust and debris, fill in or resurface cracks or spalled surfaces of concrete with epoxy mortar in general surfaces of concrete exceeding 300mm wide, repair ne 5mm deep and remove waste and debris. | 83.4089
146003 |  | R | N | Y | N | BL | LINTELS:REPAIR CRACKS, CONCRETE NE 5MM | Brickwork | Concrete Repairs | Concrete Repairs | LM | 18.8045 | Lintels:Prepare, clean off all debris, fill in or resurface cracks or spalled surfaces of concrete lintels with epoxy mortar, ne 300mm girth, repair ne 5mm deep, remove waste and debris. | Lintels:Prepare, clean off all dust and debris, fill in or resurface cracks or spalled surfaces of concrete with epoxy mortar in surfaces of lintels, and the like, ne 300mm girth, repair ne 5mm deep and remove waste and debris. | 18.8045
146005 |  | R | N | Y | N | BL | CILLS:REPAIR CRACKS, CONCRETE NE 5MM | Brickwork | Concrete Repairs | Concrete Repairs | LM | 18.8045 | Cills:Prepare, clean off all dust etc., fill in or resurface cracks or spalled surfaces with epoxy mortar to concrete cills, ne 300mm girth, repair ne 5mm deep, remove waste and debris. | Cills:Prepare, clean off all dust and debris, fill in or resurface cracks or spalled surfaces of concrete with epoxy mortar in surfaces of cills, ne 300mm girth, repair ne 5mm deep and remove waste and debris. | 18.8045
146007 |  | R | N | Y | N | BL | CONCRETE SURFACES:REPAIR CRACKS, SPALLS NE 10MM | Brickwork | Concrete Repairs | Concrete Repairs | SM | 157.9244 | Concrete Surfaces:Prepare, clean off, fill in or resurface cracks or spalled surfaces of concrete over 300mm wide, repair over 5 and ne 10mm deep with epoxy mortar and remove waste and debris. | Surfaces:Prepare, clean off all dust and debris, fill in or resurface cracks or spalled surfaces of concrete with epoxy mortar in general surfaces of concrete exceeding 300mm wide, repair over 5 and ne 10mm deep and remove waste and debris. | 157.9244
146008 |  | R | N | Y | N | BL | CONCRETE LINTELS:REPAIR CRACKS, SPALLS NE 10MM | Brickwork | Concrete Repairs | Concrete Repairs | LM | 34.6644 | Concrete Lintels:Prepare, clean off, fill in or resurface cracks or spalled surfaces of concrete lintel ne 300mm girth, repair over 5 ne 10mm deep with epoxy mortar, remove waste and debris. | Lintels:Prepare, clean off all dust and debris, fill in or resurface cracks or spalled surfaces of concrete with epoxy mortar in surfaces of lintels, and the like, ne 300mm girth, repair over 5 and ne 10mm deep and remove waste and debris. | 34.6644
146009 |  | R | N | Y | N | BL | CONCRETE CILLS:REPAIR CRACKS, SPALLS NE 10MM | Brickwork | Concrete Repairs | Concrete Repairs | LM | 34.6644 | Concrete Cills:Prepare, clean off, fill in or resurface cracks or spalled surfaces of concrete cill, ne 300mm girth, repair over 5 ne 10mm deep with epoxy mortar, remove waste and debris. | Cills:Prepare, clean off all dust and debris, fill in or resurface cracks or spalled surfaces of concrete with epoxy mortar in surfaces of cills, ne 300mm girth, repair over 5 and ne 10mm deep, and remove waste and debris. | 34.6644
146011 |  | R | N | Y | N | BL | SURFACES:REPAIR CRACKS, CONCRETE NE 15MM | Brickwork | Concrete Repairs | Concrete Repairs | SM | 237.5525 | Surfaces:Prepare, clean off all dust and debris, fill in or resurface cracks or spalled concrete surfaces of concrete with epoxy mortar over 300mm wide, repair over 10 ne 15mm deep, remove debris. | Surfaces:Prepare, clean off all dust and debris, fill in or resurface cracks or spalled surfaces of concrete with epoxy mortar in general surfaces of concrete exceeding 300mm wide, repair over 10 and ne 15mm deep and remove waste and debris. | 237.5525
146013 |  | R | N | Y | N | BL | LINTELS:REPAIR CRACKS, CONCRETE NE 15MM | Brickwork | Concrete Repairs | Concrete Repairs | LM | 51.5247 | Lintels:Prepare, clean off all debris, fill in or resurface cracks or spalled surfaces of concrete lintels with epoxy mortar, ne 300mm girth, repair over 10 and ne 15mm deep, remove waste and debris. | Lintels:Prepare, clean off all dust and debris, fill in or resurface cracks or spalled surfaces of concrete with epoxy mortar in surfaces of lintels, and the like, ne 300mm girth, repair over 10 and ne 15mm deep and remove waste and debris. | 51.5247
146015 |  | R | N | Y | N | BL | CILLS:REPAIR CRACKS, CONCRETE NE 15MM | Brickwork | Concrete Repairs | Concrete Repairs | LM | 51.5247 | Cills:Prepare, clean off all dust etc., fill in or resurface cracks or spalled surfaces with epoxy mortar to concrete cills, ne 300mm girth, repair over 10 and ne 15mm deep, remove waste and debris. | Cills:Prepare, clean off all dust and debris, fill in or resurface cracks or spalled surfaces of concrete with epoxy mortar in surfaces of cills, ne 300mm girth, repair over 10 and ne 15mm deep and remove waste and debris. | 51.5247
146101 |  | R | N | N | N | SM | STONE SURFACES:REPAIR CRACKS STONEWORK NE 5MM | Masonry | Stone Repairs | Stone Repairs | SM | 88.9676 | Stone Surfaces:Prepare, clean off dust + debris, fill in or resurface cracks or spalled surfaces with epoxy mortar in surfaces of stone over 300mm wide, repair ne 5mm deep and remove waste and debris. | Stone Surfaces:Prepare, clean off all dust and debris, fill in or resurface cracks or spalled surfaces of stone with epoxy mortar in general surfaces of stone exceeding 300mm wide, repair ne 5mm deep and remove waste and debris. | 88.9676
146103 |  | R | N | N | N | SM | LINTELS/CILLS:REPAIR CRACKS STONEWORK NE 5MM | Masonry | Stone Repairs | Stone Repairs | LM | 19.9162 | Lintels/Cills:Prepare, clean off all dust, debris, fill in or resurface cracks or spalled surfaces of surfaces of stone lintels, cills etc., with epoxy mortar, ne 300mm girth, repair ne 5mm deep. | Lintels/Cills:Prepare, clean off all dust and debris, fill in or resurface cracks or spalled surfaces of stone with epoxy mortar in surfaces of lintels, and the like, ne 300mm girth, repair ne 5mm deep and remove waste and debris. | 19.9162
146107 |  | R | N | N | N | SM | STONE SURFACES:REPAIR CRACKS, SPALLS NE 10MM | Masonry | Stone Repairs | Stone Repairs | SM | 164.039 | Stone Surfaces:Prepare, clean off all dust and debris, fill in or resurface cracks or spalled stone surfaces with epoxy mortar over 300mm wide, repair over 5 ne 10mm deep, remove debris. | Surfaces:Prepare, clean off all dust and debris, fill in or resurface cracks or spalled surfaces of stone with epoxy mortar in general surfaces of stone exceeding 300mm wide, repair over 5 and ne 10mm deep and remove waste and debris. | 164.039
146109 |  | R | N | N | N | SM | LINTELS/CILLS:REPAIR CRACKS STONEWORK NE 10MM | Masonry | Stone Repairs | Stone Repairs | LM | 35.7763 | Lintels/Cills:Prepare, clean off all dust, debris, fill in or resurface cracks or spalled surfaces of stone lintels, cills etc., with epoxy mortar ne 300mm girth, repair ne 10mm deep. | Lintels/Cills:Prepare, clean off all dust and debris, fill in or resurface cracks or spalled surfaces of stone with epoxy mortar in surfaces of lintels, and the like, ne 300mm girth, repair over 5 and ne 10mm deep and remove waste and debris. | 35.7763
146113 |  | R | N | N | N | SM | STONE SURFACES:REPAIR CRACKS STONEWORK NE 15MM | Masonry | Stone Repairs | Stone Repairs | SM | 245.3348 | Stone Surfaces:Prepare, clean off dust + debris, fill in or resurface cracks or spalled surfaces of stone with epoxy mortar exceeding 300mm wide, repair over 10 ne 15mm deep, remove waste and debris. | Stone Surfaces:Prepare, clean off all dust and debris, fill in or resurface cracks or spalled surfaces of stone with epoxy mortar in general surfaces of stone exceeding 300mm wide, repair over 10 and ne 15mm deep and remove waste and debris. | 245.3348
146115 |  | R | N | N | N | SM | LINTELS/CILLS:REPAIR CRACKS STONEWORK NE 15MM | Masonry | Stone Repairs | Stone Repairs | LM | 53.1924 | Lintels/Cills:Prepare, clean off all dust, debris, fill in or resurface cracks or spalled surfaces of surfaces of stone lintels, cills etc., with epoxy mortar ne 300mm girth, repair over 15mm deep. | Lintels/Cills:Prepare, clean off all dust and debris, fill in or resurface cracks or spalled surfaces of stone with epoxy mortar in surfaces of lintels, and the like, ne 300mm girth, repair over 10 and ne 15mm deep and remove waste and debris. | 53.1924
146201 |  | R | N | Y | N | SM | STONE WALLS:CHEMICAL CLEAN | Masonry | Stone Cleaning | Stone Cleaning | SM | 29.25 | Stone Walls:Brush down to remove mould, moss growth etc., apply approved chemical cleaning agent, power wash all surfaces of stonework at a minimum pressure of ne 2000 psi, remove debris. | Stone Walls:Brush down to remove mould, moss growth algae and lichen and apply an approved chemical cleaning agent, afterwards power wash all surfaces of stonework at a minimum pressure of 1500 psi, but not to exceed 2000 psi. | 29.25
146203 |  | R | N | Y | N | SM | STONE CILLS:CHEMICAL CLEAN | Masonry | Stone Cleaning | Stone Cleaning | LM | 9.945 | Stone Cills:Brush down to remove mould, moss growth etc., apply approved cleaning agent, power wash at a minimum pressure ne 2000 psi, brush apply one coat of Lichenite solution and of Haloseal. | Stone Cills:Brush down to remove mould, moss growth algae and lichen and apply an approved chemical cleaning agent, afterwards power wash all surfaces of cills at a minimum pressure of 1500 psi, but not to exceed 2000 psi, brush apply one coat of MGC Lichenite solution and one coat of MGC Haloseal. | 9.945
146205 |  | R | N | Y | N | SM | STONE WALLS:GRIT BLAST | Masonry | Stone Cleaning | Stone Cleaning | SM | 19.305 | Stone Walls:Brush down to remove mould, moss growth etc., grit blast, afterwards power wash all surfaces of stonework at a minimum pressure of ne 2000 psi, remove waste and debris. | Stone Walls:Brush down to remove mould, moss growth algae and lichen and grit blast with the appropriate material and at the appropriate pressure for the type, age and quality of stone work, afterwards power wash all surfaces of stonework at a minimum pressure of 1500 psi, but not to exceed 2000 psi, dispose of all debris. | 19.305
150251 |  | X | N | N | Y | JR | FIRESTOPPING:PROVIDE 50MM FIREBATT 4HR INTEGRITY | Fire Stopping | Fire Batts | Provide batts | SM | 75.1108 | Firestopping:Supply and install or renew with 4 hour rated 50mm high density fire resistant wool fire batt or multilayer low resin bonded rock mineral fibre board, intummastic, make good. | Firestopping:Supply and install in any location or renew existing fire batt with 50mm high density fire resistant paint coated both sides rock wool fire batt or 50mm factory finished multilayer low resin bonded rock mineral fibre board with up to 4 hour fire rating, cut and fitted, bedded and sealed with intummastic, make good, remove waste and debris. | 75.1108
150253 |  | X | N | N | Y | JR | FIRESTOPPING:PROVIDE 100MM FIREBATT 4HR INTEGRITY | Fire Stopping | Fire Batts | Provide batts | SM | 102.5707 | Firestopping:Supply and install or renew with 4 hour rated 100mm high density fire resistant wool fire batt or multilayer low resin bonded rock mineral fibre board, intummastic, make good. | Firestopping:Supply and install in any location or renew existing fire batt with 100mm high density fire resistant paint coated both sides rock wool fire batt or 100mm factory finished multilayer low resin bonded rock mineral fibre board with up to 4 hour fire rating, cut and fitted, bedded and sealed with intummastic, make good, remove waste and debris. | 102.5707
150261 |  | X | N | N | Y | PL | FIRESTOPPING:PROVIDE INTUM FR COLLAR TO 40MM PIPE | Fire Stopping | FR Pipe Collars | Provide Collars | NO | 16.2124 | Firestopping:Provide and install intumescent 2 hour fire resistant 1mm red paint coated steel collar to 40mm diameter pipe with lock, EI tested to EN1366-3, make good and remove waste and debris. | Firestopping:Provide and install intumescent 2 hour fire resistant collar to 40mm diameter pipe, consisting of 1.0mm red paint coated steel sheet collar casing with lock for strapping the ends and stabilising it on to any type of plastic (PVC, PP, PE or HDPE) pipe and mounting brackets fixing the collar to the walls or floors and graphite based flexible insert, EI tested to EN1366-3, make good and remove waste and debris. | 16.2124
150263 |  | X | N | N | Y | PL | FIRESTOPPING:PROVIDE INTUM FR COLLAR TO 55MM PIPE | Fire Stopping | FR Pipe Collars | Provide Collars | NO | 18.4886 | Firestopping:Provide and install intumescent 2 hour fire resistant 1mm red paint coated steel collar to 55mm diameter pipe with lock, EI tested to EN1366-3, make good and remove waste and debris. | Firestopping:Provide and install intumescent 2 hour fire resistant collar to 55mm diameter pipe, consisting of 1.0mm red paint coated steel sheet collar casing with lock for strapping the ends and stabilising it on to any type of plastic (PVC, PP, PE or HDPE) pipe and mounting brackets fixing the collar to the walls or floors and graphite based flexible insert, EI tested to EN1366-3, make good and remove waste and debris. | 18.4886
150265 |  | X | N | N | Y | PL | FIRESTOPPING:PROVIDE INTUM FR COLLAR TO 63MM PIPE | Fire Stopping | FR Pipe Collars | Provide Collars | NO | 20.2087 | Firestopping:Provide and install intumescent 2 hour fire resistant 1mm red paint coated steel collar to 63mm diameter pipe with lock, EI tested to EN1366-3, make good and remove waste and debris. | Firestopping:Provide and install intumescent 2 hour fire resistant collar to 63mm diameter pipe, consisting of 1.0mm red paint coated steel sheet collar casing with lock for strapping the ends and stabilising it on to any type of plastic (PVC, PP, PE or HDPE) pipe and mounting brackets fixing the collar to the walls or floors and graphite based flexible insert, EI tested to EN1366-3, make good and remove waste and debris. | 20.2087
150267 |  | X | N | N | Y | PL | FIRESTOPPING:PROVIDE INTUM FR COLLAR TO 82MM PIPE | Fire Stopping | FR Pipe Collars | Provide Collars | NO | 23.1048 | Firestopping:Provide and install intumescent 2 hour fire resistant 1mm red paint coated steel collar to 82mm diameter pipe with lock, EI tested to EN1366-3, make good and remove waste and debris. | Firestopping:Provide and install intumescent 2 hour fire resistant collar to 82mm diameter pipe, consisting of 1.0mm red paint coated steel sheet collar casing with lock for strapping the ends and stabilising it on to any type of plastic (PVC, PP, PE or HDPE) pipe and mounting brackets fixing the collar to the walls or floors and graphite based flexible insert, EI tested to EN1366-3, make good and remove waste and debris. | 23.1048
150269 |  | X | N | N | Y | PL | FIRESTOPPING:PROVIDE INTUM FR COLLAR 110MM PIPE | Fire Stopping | FR Pipe Collars | Provide Collars | NO | 26.621 | Firestopping:Provide and install intumescent 2 hour fire resistant 1mm red paint coated steel collar to 110mm diameter pipe with lock, EI tested to EN1366-3, make good and remove waste and debris. | Firestopping:Provide and install intumescent 2 hour fire resistant collar to 110mm diameter pipe, consisting of 1.0mm red paint coated steel sheet collar casing with lock for strapping the ends and stabilising it on to any type of plastic (PVC, PP, PE or HDPE) pipe and mounting brackets fixing the collar to the walls or floors and graphite based flexible insert, EI tested to EN1366-3, make good and remove waste and debris. | 26.621
150271 |  | X | N | N | Y | PL | FIRESTOPPING:PROVIDE INTUM FR COLLAR 125MM PIPE | Fire Stopping | FR Pipe Collars | Provide Collars | NO | 35.6422 | Firestopping:Provide and install intumescent 2 hour fire resistant 1mm red paint coated steel collar to 125mm diameter pipe with lock, EI tested to EN1366-3, make good and remove waste and debris. | Firestopping:Provide and install intumescent 2 hour fire resistant collar to 125mm diameter pipe, consisting of 1.0mm red paint coated steel sheet collar casing with lock for strapping the ends and stabilising it on to any type of plastic (PVC, PP, PE or HDPE) pipe and mounting brackets fixing the collar to the walls or floors and graphite based flexible insert, EI tested to EN1366-3, make good and remove waste and debris. | 35.6422
150273 |  | X | N | N | Y | PL | FIRESTOPPING:PROVIDE INTUM FR COLLAR 160MM PIPE | Fire Stopping | FR Pipe Collars | Provide Collars | NO | 41.6799 | Firestopping:Provide and install intumescent 2 hour fire resistant 1mm red paint coated steel collar to160mm diameter pipe with lock, EI tested to EN1366-3, make good and remove waste and debris. | Firestopping:Provide and install intumescent 2 hour fire resistant collar to 160mm diameter pipe, consisting of 1.0mm red paint coated steel sheet collar casing with lock for strapping the ends and stabilising it on to any type of plastic (PVC, PP, PE or HDPE) pipe and mounting brackets fixing the collar to the walls or floors and graphite based flexible insert, EI tested to EN1366-3, make good and remove waste and debris. | 41.6799
150301 | New | R | N | N | N | PL | FIRESTOPPING TO VERTICAL DUCT:INSTALL | Fire Stopping | Firestopping to Floors, Walls and Ceilings | Firestopping for Pipe/Tray Penetration | SM | 31.9934 | Firestopping to Vertical Duct:Supply and install firestopping to vertical duct riser, constructed from 50 x50mm treated softwood battens plugged and screwed, to provide 1 hour fire rating. | Firestopping to Vertical Duct:Supply and install firestopping to vertical duct riser, constructed from 50 x50mm treated softwood battens plugged and screwed, sheet top and bottom with 12mm supalux board to provide 1 hour fire rating, cut and fit around vertical pipes up to 150mm diameter and fire seal with intumescent mastic and Conduit bandage 380mm wide, seal at perimeter with intumescent mastic. | 31.9934
150303 | New | R | N | N | N | PL | FIRESTOPPING:200MM DIA PIPE OR DUCT THRO STRUCTURE | Fire Stopping | Firestopping to Floors, Walls and Ceilings | Firestopping for Pipe/Tray Penetration | NO | 70.8463 | Firestopping:Provide firestopping around service pipe or duct ne 200mm diameter through masonry wall in service duct or confined space in attic areas, intumescent mastic seal all around. | Firestopping:Provide firestopping around service pipe or duct ne 200mm diameter through masonry wall in service duct or confined space in attic areas, cut, fit and screw 12.5mm masterboard sheeting around service pipe or duct, intumescent mastic seal all around. | 70.8463
150401 | New | R | N | N | N | PL | FIRESTOPPING:EXIST CABLE OPENING FLOOR/WALL<0.10SM | Fire Stopping | Firestopping to Floors, Walls and Ceilings | Firestopping to Cable Penetration | IT | 40.0994 | Firestopping:Quelfire QF1 or other fire protection compound for cable penetration wall/floor opening, ne 0.10 sm, and ne 160mm thick, installed as manufacturer's recommendations. | Firestopping:Quelfire QF1 or other fire protection compound for cable penetration wall/floor opening, ne 0.10 sm, and ne 160mm thick, installed as manufacturer's recommendations. | 40.0994
150403 | New | R | N | N | N | PL | FIRESTOPPING:EXIST CABLE OPENING FLOOR/WALL<0.25SM | Fire Stopping | Firestopping to Floors, Walls and Ceilings | Firestopping to Cable Penetration | IT | 84.3618 | Firestopping:Quelfire QF1 or other fire protection compound for cable penetration wall/floor opening, over 0.10 ne 0.25 sm, and ne 160mm thick, installed as manufacturer's recommendations. | Firestopping:Quelfire QF1 or other fire protection compound for cable penetration wall/floor opening, over 0.10 ne 0.25 sm, and ne 160mm thick, installed as manufacturer's recommendations. | 84.3618
150405 | New | R | N | N | N | PL | FIRESTOPPING:EXIST CABLE OPENING FLOOR/WALL<0.50SM | Fire Stopping | Firestopping to Floors, Walls and Ceilings | Firestopping to Cable Penetration | IT | 158.8511 | Firestopping:Quelfire QF1 or other fire protection compound for cable penetration wall/floor opening, over 0.25 ne 0.50 sm, and ne 160mm thick, installed as manufacturer's recommendations. | Firestopping:Quelfire QF1 or other fire protection compound for cable penetration wall/floor opening, over 0.25 ne 0.50 sm, and ne 160mm thick, installed as manufacturer's recommendations. | 158.8511
150407 | New | R | N | N | N | PL | FIRESTOPPING:EXISTING PIPE FLOOR NE 0.25SM 100MM | Fire Stopping | Firestopping to Floors, Walls and Ceilings | Firestopping for Pipe/Tray Penetration | IT | 75.4033 | Firestopping:Quelfire QF2 or other fire protection compound for pipe/tray penetration to floor, inc Quelfire or other mineral wool slab, minimum of 50mm, opening ne 0.25 sm, and ne 100mm deep. | Firestopping:Quelfire QF2 or other fire protection compound for pipe/tray penetration to floor, inc Quelfire or other mineral wool slab, minimum of 50mm, opening ne 0.25 sm, and ne 100mm deep. | 75.4033
150409 | New | R | N | N | N | PL | FIRESTOPPING:EXISTING PIPE FLOOR NE 0.25SM 150MM | Fire Stopping | Firestopping to Floors, Walls and Ceilings | Firestopping for Pipe/Tray Penetration | IT | 92.3556 | Firestopping:Quelfire QF2 or other fire protection compound for pipe/tray penetration to floor, inc Quelfire or other mineral wool slab, minimum of 50mm, opening ne 0.25 sm, and ne 150mm deep. | Firestopping:Quelfire QF2 or other fire protection compound for pipe/tray penetration to floor, inc Quelfire or other mineral wool slab, minimum of 50mm, opening ne 0.25 sm, and ne 150mm deep. | 92.3556
150411 | New | R | N | N | N | PL | FIRESTOPPING:EXISTING PIPE FLOOR NE 0.25SM 200MM | Fire Stopping | Firestopping to Floors, Walls and Ceilings | Firestopping for Pipe/Tray Penetration | IT | 114.9786 | Firestopping:Quelfire QF2 or other fire protection compound for pipe/tray penetration to floor, inc Quelfire or other mineral wool slab, minimum of 50mm, opening ne 0.25 sm, and ne 200mm deep. | Firestopping:Quelfire QF2 or other fire protection compound for pipe/tray penetration to floor, inc Quelfire or other mineral wool slab, minimum of 50mm, opening ne 0.25 sm, and ne 200mm deep. | 114.9786
150413 | New | R | N | N | N | PL | FIRESTOPPING:EXISTING PIPE FLOOR NE 0.25SM 250MM | Fire Stopping | Firestopping to Floors, Walls and Ceilings | Firestopping for Pipe/Tray Penetration | IT | 138.0575 | Firestopping:Quelfire QF2 or other fire protection compound for pipe/tray penetration to floor, inc Quelfire or other mineral wool slab, minimum of 50mm, opening ne 0.25 sm, and ne 250mm deep. | Firestopping:Quelfire QF2 or other fire protection compound for pipe/tray penetration to floor, inc Quelfire or other mineral wool slab, minimum of 50mm, opening ne 0.25 sm, and ne 250mm deep. | 138.0575
150415 | New | R | N | N | N | PL | FIRESTOPPING:EXISTING PIPE FLOOR NE 0.50SM 100MM | Fire Stopping | Firestopping to Floors, Walls and Ceilings | Firestopping for Pipe/Tray Penetration | IT | 125.3575 | Firestopping:Quelfire QF2 or other fire protection compound for pipe/tray penetration to floor, inc Quelfire or other mineral wool slab, minimum of 50mm, opening ne 0.50 sm, and ne 100mm deep. | Firestopping:Quelfire QF2 or other fire protection compound for pipe/tray penetration to floor, inc Quelfire or other mineral wool slab, minimum of 50mm, opening ne 0.50 sm, and ne 100mm deep. | 125.3575
150417 | New | R | N | N | N | PL | FIRESTOPPING:EXISTING PIPE FLOOR NE 0.50SM 150MM | Fire Stopping | Firestopping to Floors, Walls and Ceilings | Firestopping for Pipe/Tray Penetration | IT | 166.612 | Firestopping:Quelfire QF2 or other fire protection compound for pipe/tray penetration to floor, inc Quelfire or other mineral wool slab, minimum of 50mm, opening ne 0.50 sm, and ne 150mm deep. | Firestopping:Quelfire QF2 or other fire protection compound for pipe/tray penetration to floor, inc Quelfire or other mineral wool slab, minimum of 50mm, opening ne 0.50 sm, and ne 150mm deep. | 166.612
150419 | New | R | N | N | N | PL | FIRESTOPPING:EXISTING PIPE FLOOR NE 0.50SM 200MM | Fire Stopping | Firestopping to Floors, Walls and Ceilings | Firestopping for Pipe/Tray Penetration | IT | 205.0873 | Firestopping:Quelfire QF2 or other fire protection compound for pipe/tray penetration to floor, inc Quelfire or other mineral wool slab, minimum of 50mm, opening ne 0.50 sm, and ne 200mm deep. | Firestopping:Quelfire QF2 or other fire protection compound for pipe/tray penetration to floor, inc Quelfire or other mineral wool slab, minimum of 50mm, opening ne 0.50 sm, and ne 200mm deep. | 205.0873
150421 | New | R | N | N | N | PL | FIRESTOPPING:EXISTING PIPE FLOOR NE 0.50SM 250MM | Fire Stopping | Firestopping to Floors, Walls and Ceilings | Firestopping for Pipe/Tray Penetration | IT | 245.7862 | Firestopping:Quelfire QF2 or other fire protection compound for pipe/tray penetration to floor, inc Quelfire or other mineral wool slab, minimum of 50mm, opening ne 0.50 sm, and ne 250mm deep. | Firestopping:Quelfire QF2 or other fire protection compound for pipe/tray penetration to floor, inc Quelfire or other mineral wool slab, minimum of 50mm, opening ne 0.50 sm, and ne 250mm deep. | 245.7862
150423 | New | R | N | N | N | PL | FIRESTOPPING:EXISTING PIPE WALL NE 0.25SM 100MM | Fire Stopping | Firestopping to Floors, Walls and Ceilings | Firestopping for Pipe/Tray Penetration | IT | 69.8443 | Firestopping:Quelfire QF2 or other fire protection compound for pipe/tray penetration to wall, inc Quelfire or other mineral wool slab, minimum of 50mm, opening ne 0.25 sm, and ne 100mm thick. | Firestopping:Quelfire QF2 or other fire protection compound for pipe/tray penetration to wall, inc Quelfire or other mineral wool slab, minimum of 50mm, opening ne 0.25 sm, and ne 100mm thick. | 69.8443
150425 | New | R | N | N | N | PL | FIRESTOPPING:EXISTING PIPE WALL NE 0.25SM 150MM | Fire Stopping | Firestopping to Floors, Walls and Ceilings | Firestopping for Pipe/Tray Penetration | IT | 92.3556 | Firestopping:Quelfire QF2 or other fire protection compound for pipe/tray penetration to wall, inc Quelfire or other mineral wool slab, minimum of 50mm, opening ne 0.25 sm, and ne 150mm thick. | Firestopping:Quelfire QF2 or other fire protection compound for pipe/tray penetration to wall, inc Quelfire or other mineral wool slab, minimum of 50mm, opening ne 0.25 sm, and ne 150mm thick. | 92.3556
150427 | New | R | N | N | N | PL | FIRESTOPPING:EXISTING PIPE WALL NE 0.25SM 225MM | Fire Stopping | Firestopping to Floors, Walls and Ceilings | Firestopping for Pipe/Tray Penetration | IT | 127.1297 | Firestopping:Quelfire QF2 or other fire protection compound for pipe/tray penetration to wall, inc Quelfire or other mineral wool slab, minimum of 50mm, opening ne 0.25 sm, and ne 225mm thick. | Firestopping:Quelfire QF2 or other fire protection compound for pipe/tray penetration to wall, inc Quelfire or other mineral wool slab, minimum of 50mm, opening ne 0.25 sm, and ne 225mm thick. | 127.1297
150429 | New | R | N | N | N | PL | FIRESTOPPING:EXISTING PIPE WALL NE 0.50SM 100MM | Fire Stopping | Firestopping to Floors, Walls and Ceilings | Firestopping for Pipe/Tray Penetration | IT | 127.0249 | Firestopping:Quelfire QF2 or other fire protection compound for pipe/tray penetration to wall, inc Quelfire or other mineral wool slab, minimum of 50mm, opening ne 0.50 sm, and ne 100mm thick. | Firestopping:Quelfire QF2 or other fire protection compound for pipe/tray penetration to wall, inc Quelfire or other mineral wool slab, minimum of 50mm, opening ne 0.50 sm, and ne 100mm thick. | 127.0249
150431 | New | R | N | N | N | PL | FIRESTOPPING:EXISTING PIPE WALL NE 0.50SM 150MM | Fire Stopping | Firestopping to Floors, Walls and Ceilings | Firestopping for Pipe/Tray Penetration | IT | 166.612 | Firestopping:Quelfire QF2 or other fire protection compound for pipe/tray penetration to wall, inc Quelfire or other mineral wool slab, minimum of 50mm, opening ne 0.50 sm, and ne 150mm thick. | Firestopping:Quelfire QF2 or other fire protection compound for pipe/tray penetration to wall, inc Quelfire or other mineral wool slab, minimum of 50mm, opening ne 0.50 sm, and ne 150mm thick. | 166.612
150433 | New | R | N | N | N | PL | FIRESTOPPING:EXISTING PIPE WALL NE 0.50SM 225MM | Fire Stopping | Firestopping to Floors, Walls and Ceilings | Firestopping for Pipe/Tray Penetration | IT | 227.5987 | Firestopping:Quelfire QF2 or other fire protection compound for pipe/tray penetration to wall, inc Quelfire or other mineral wool slab, minimum of 50mm, opening ne 0.50 sm, and ne 225mm thick. | Firestopping:Quelfire QF2 or other fire protection compound for pipe/tray penetration to wall, inc Quelfire or other mineral wool slab, minimum of 50mm, opening ne 0.50 sm, and ne 225mm thick. | 227.5987
150435 | New | R | N | N | N | PL | FIRESTOPPING:EXISTING PIPE WALL OVER 1.00SM 100MM | Fire Stopping | Firestopping to Floors, Walls and Ceilings | Firestopping for Pipe/Tray Penetration | IT | 182.525 | Firestopping:Approved non-combustible lightweight aggregate, fire stop compound as gap filling material to form seal for pipe/tray, opening over 1.00 sm and ne 100mm thick. | Firestopping:Approved non-combustible lightweight aggregate, inorganic binders and gypsum cement fire stop compound as gap filling material to form rigid smoke and gas tight seal for pipe/tray penetration to wall, including 50mm mineral wool slab shuttering, opening over 1.00 sm, and ne 100mm thick. | 182.525
150501 | New | R | N | N | N | PL | FIRESTOPPING:EXTG DUCT FLOOR/WALL NE 0.25SM 225MM | Fire Stopping | Firestopping to Floors, Walls and Ceilings | Firestopping for Pipe/Tray Penetration | IT | 131.5768 | Firestopping:Quelfire QF4 or other fire protection compound for metal duct/pipe to floor/wall, formwork, 5-10 mm mineral or ceramic wool, compound minimum 160mm, opening ne 0.25sm and ne 225mm thick. | Firestopping:Quelfire QF4 or other fire protection compound for metal duct/pipe to floor/wall, formwork, 5-10 mm mineral or ceramic wool, compound minimum 160mm, opening ne 0.25sm and ne 225mm thick. | 131.5768
150503 | New | R | N | N | N | PL | FIRESTOPPING:EXTG DUCT FLOOR/WALL NE 0.50SM 225MM | Fire Stopping | Firestopping to Floors, Walls and Ceilings | Firestopping for Pipe/Tray Penetration | IT | 228.7106 | Firestopping:Quelfire QF4 or other fire protection compound for metal duct/pipe to floor/wall, formwork, 5-10 mm mineral or ceramic wool, compound minimum 160mm, opening ne 0.50sm and ne 225mm thick. | Firestopping:Quelfire QF4 or other fire protection compound for metal duct/pipe to floor/wall, formwork, 5-10 mm mineral or ceramic wool, compound minimum 160mm, opening ne 0.50sm and ne 225mm thick. | 228.7106
198001 |  | U | N | N | Y | BL | CLIENT INSPECTION:BRICKWORK AND STRUCTURE | Brickwork | Brickwork and Structure - Client Inspection | Brickwork and Structure - Client Inspection | IT | 16.6767 | Client Inspection:Undertake client inspection, testing etc in connection with brickwork or structure, report to Client Representative (any repairs required to be ordered must be instructed by CR). | Client Inspection:Undertake client inspection and testing etc. in connection with brickwork or structure and report to Client Representative (any repairs required to be ordered must be instructed by Client Representative). Not to be claimed in conjunction with associated works. | 16.6767
199989 |  | X | N | N | Y | BL | WORKING IN CONFINED SPACES:ADDITIONAL LABOUR | Brickwork | Structure | Confined Spaces | HR | 33.3535 | Working in Confined Spaces:Extra over for additional labour to meet H+S requirements for confined spaces work, claimed in addition to appropriate SOR codes per add operative per hour as agreed by CR. | Working in Confined Spaces:Extra over for additional labour to meet health and safety requirements for work to be carried out in confined spaces. To be claimed in addition to appropriate SOR codes per additional operative per hour as agreed by Client Representative. | 33.3535
210001 |  | U | N | N | Y | RF | GREEN ROOF:ANNUAL MAINTENANCE - SEDUMS | Energy Efficiency Appliances and Components | Green Roofing | Green Roofing - Maintenance | SM | 19.6332 | Green Roof:Undertake annual maintenance to green sedum roof, overhaul, remove litter, deweed and replant as necessary, check water retention, water if necessary, remove debris and waste. | Green Roof:Undertake annual maintenance to green roof comprising draught resisting regenerating varieties of sedums, overhaul, remove litter, deweed and replant as necessary, check water retention, water if necessary and remove debris and waste. | 19.6332
210003 |  | U | N | N | Y | RF | GREEN ROOF:ANNUAL MAINTENANCE - SEDUMS ROCK PLANTS | Energy Efficiency Appliances and Components | Green Roofing | Green Roofing - Maintenance | SM | 21.6761 | Green Roof:Undertake annual maintenance to sedum and rock plant green roof, overhaul, remove litter, deweed, replant as necessary, check water retention, water if necessary, remove debris and waste. | Green Roof:Undertake annual maintenance to green roof comprising draught resisting regenerating varieties of sedums and rock plants, overhaul, remove litter, deweed and replant as necessary, check water retention, water if necessary and remove debris and waste. | 21.6761
210101 |  | U | N | N | Y | RF | GREEN ROOF:WATER IN PERIODS OF DROUGHT | Energy Efficiency Appliances and Components | Green Roofing | Green Roofing - Watering | SM | 4.493 | Green Roof:Undertake when instructed in periods of drought, watering to any type of green roof and check water retention, remove any litter, debris and waste. | Green Roof:Undertake when instructed in periods of drought, watering to any type of green roof and check water retention, remove any litter, debris and waste. | 4.493
240601 | New | X | N | N | N | SC | SCAFFOLDING:ADDITIONAL HIRE AFTER INITIAL PERIOD | Scaffolding | General Scaffolding | Additional Charges | % | 0.0491 | Scaffolding:Additional percentage addition to maintain in position any scaffolding or other means of access equipment for a period over its initial hire period, per additional working week or part. | Scaffolding:Additional percentage addition to maintain in position any scaffolding or other means of access equipment for a period exceeding its stated initial erection and hire period, per additional working week or part. | 0.0491
240602 | New | X | N | N | N | SC | SCAFFOLDING:ADDITIONAL CHARGE OTHER CONTRACTOR | Scaffolding | General Scaffolding | Additional Charges | DAY | 29.25 | Scaffolding:Additional charge to cover the Provider’s extra administration and health/safety responsibilities where other contractors use the scaffolding and/or other means of access. (Rate per day). | Scaffolding:Additional charge to cover the Provider’s extra administration and health/safety responsibilities where the Client’s other contractors use the Provider’s standing scaffolding and/or other means of access. (Rate per day). (Only reimbursable on specific instruction of the Client’s Representative). | 29.25
240711 | New | X | N | N | N | SC | AERIAL PLATFORM:PROVIDE 5M PLATFORM 1-4 | Scaffolding | Aerial Platforms | Vehicle Mounted | IT | 90.09 | Aerial Platform:Provide, deliver, remove, scissor lift or telescopic articulated vehicle mounted hydraulic platform, max capacity 200kg up to 5.00m, (Rate up to 4 hours). (Reimbursed for inspections). | Aerial Platform:Provide including delivery to site, scissor lift or telescopic articulated vehicle mounted hydraulic platform and associated vehicle, max capacity 200kg up to 5.00m platform height, including any temporary relocation, non-productive time, remove on completion. (Rate per hour for hours worked up to 4 hours). (Only reimbursable on specific instruction of the Client’s Representative to enable the Client to undertake inspections). | 90.09
240713 | New | X | N | N | N | SC | AERIAL PLATFORM:PROVIDE 10M PLATFORM 1-4 | Scaffolding | Aerial Platforms | Vehicle Mounted | IT | 100.62 | Aerial Platform:Provide, deliver, remove, scissor lift or telescopic articulated vehicle mounted hydraulic platform, max capacity 200kg up to 10.00m platform height, (Rate per hour up to 4 hours). | Aerial Platform:Provide including delivery to site, scissor lift or telescopic articulated vehicle mounted hydraulic platform and associated vehicle, max capacity 200kg up to 10.00m platform height, including any temporary relocation, non-productive time, remove on completion. (Rate per hour for hours worked up to 4 hours). | 100.62
240715 | New | X | N | N | N | SC | AERIAL PLATFORM:PROVIDE 20M PLATFORM 1-4 | Scaffolding | Aerial Platforms | Vehicle Mounted | IT | 125.775 | Aerial Platform:Provide, deliver, remove, scissor lift or telescopic articulated vehicle mounted hydraulic platform, max capacity 200kg up to 20.00m platform height, (Rate per hour up to 4 hours). | Aerial Platform:Provide including delivery to site, scissor lift or telescopic articulated vehicle mounted hydraulic platform and associated vehicle, max capacity 200kg up to 20.00m platform height, including any temporary relocation, non-productive time, remove on completion. (Rate per hour for hours worked up to 4 hours). | 125.775
240721 | New | X | N | N | N | SC | AERIAL PLATFORM:PROVIDE 5M PLATFORM 4-8 | Scaffolding | Aerial Platforms | Vehicle Mounted | IT | 83.655 | Aerial Platform:Provide, deliver, remove, scissor lift or telescopic articulated vehicle mounted hydraulic platform, max capacity 200kg up to 5.00m, (Rate 4 to 8 hours). (Reimbursed for inspections). | Aerial Platform:Provide including delivery to site, scissor lift or telescopic articulated vehicle mounted hydraulic platform and associated vehicle, max capacity 200kg up to 5.00m platform height, including any temporary relocation, non-productive time, remove on completion. (Rate per hour for hours worked over 4 and up to 8 hours). (Only reimbursable on specific instruction of the Client’s Representative to enable the Client to undertake inspections). | 83.655
240723 | New | X | N | N | N | SC | AERIAL PLATFORM:PROVIDE 10M PLATFORM 4-8 | Scaffolding | Aerial Platforms | Vehicle Mounted | IT | 98.28 | Aerial Platform:Provide, deliver, remove, scissor lift or telescopic articulated vehicle mounted hydraulic platform, max capacity 200kg up to 10.00m platform height, (Rate per hour 4 to 8 hours). | Aerial Platform:Provide including delivery to site, scissor lift or telescopic articulated vehicle mounted hydraulic platform and associated vehicle, max capacity 200kg up to 10.00m platform height, including any temporary relocation, non-productive time, remove on completion. (Rate per hour for hours worked over 4 and up to 8 hours). | 98.28
240725 | New | X | N | N | N | SC | AERIAL PLATFORM:PROVIDE 20M PLATFORM 4-8 | Scaffolding | Aerial Platforms | Vehicle Mounted | IT | 113.0805 | Aerial Platform:Provide, deliver, remove, scissor lift or telescopic articulated vehicle mounted hydraulic platform, max capacity 200kg up to 20.00m platform height, (Rate per hour 4 to 8 hours). | Aerial Platform:Provide including delivery to site, scissor lift or telescopic articulated vehicle mounted hydraulic platform and associated vehicle, max capacity 200kg up to 20.00m platform height, including any temporary relocation, non-productive time, remove on completion. (Rate per hour for hours worked over 4 and up to 8 hours). | 113.0805
240731 | New | X | N | N | N | SC | AERIAL PLATFORM:PROVIDE 5M PLATFORM MULTI DAYS | Scaffolding | Aerial Platforms | Vehicle Mounted | IT | 602.55 | Aerial Platform:Provide, deliver, remove, scissor lift or telescopic articulated vehicle mounted hydraulic platform, max capacity 200kg up to 5.00m, (Rate per day). (Reimbursed for inspections). | Aerial Platform:Provide including delivery to site, scissor lift or telescopic articulated vehicle mounted hydraulic platform and associated vehicle, max capacity 200kg up to 5.00m platform height, including any temporary relocation, non-productive time, remove on completion. (Rate per day for hire to work on one or more multiple sites). (Only reimbursable on specific instruction of the Client’s Representative to enable the Client to undertake inspections). | 602.55
240733 | New | X | N | N | N | SC | AERIAL PLATFORM:PROVIDE 10M PLATFORM MULTI DAYS | Scaffolding | Aerial Platforms | Vehicle Mounted | IT | 619.515 | Aerial Platform:Provide, deliver, remove, scissor lift or telescopic articulated vehicle mounted hydraulic platform, max capacity 200kg up to 10.00m platform height, (Rate per day). | Aerial Platform:Provide including delivery to site, scissor lift or telescopic articulated vehicle mounted hydraulic platform and associated vehicle, max capacity 200kg up to 10.00m platform height, including any temporary relocation, non-productive time, remove on completion. (Rate per day for hire to work on one or more multiple sites). | 619.515
240735 | New | X | N | N | N | SC | AERIAL PLATFORM:PROVIDE 20M PLATFORM MULTI DAYS | Scaffolding | Aerial Platforms | Vehicle Mounted | IT | 967.59 | Aerial Platform:Provide, deliver, remove, scissor lift or telescopic articulated vehicle mounted hydraulic platform, max capacity 200kg up to 20.00m platform height, (Rate per day). | Aerial Platform:Provide including delivery to site, scissor lift or telescopic articulated vehicle mounted hydraulic platform and associated vehicle, max capacity 200kg up to 20.00m platform height, including any temporary relocation, non-productive time, remove on completion. (Rate per day for hire to work on one or more multiple sites). | 967.59
240741 | New | X | N | N | N | SC | SCISSOR LIFT:PROVIDE 10M PLATFORM 1-4 | Scaffolding | Aerial Platforms | Scissor Lifts | IT | 126.36 | Scissor Lift:Provide, deliver, remove, electric or bi-energy mobile and/or self-propelled scissor lift, capacity 350kg up to 10.00m platform height, (Rate up to 4 hours). (Reimbursed for inspections). | Scissor Lift:Provide including delivery to site, electric or bi-energy mobile and/or self-propelled scissor lift, max capacity 350kg up to 10.00m platform height, including any temporary relocation, non-productive time, remove on completion. (Rate per hour for hours worked up to 4 hours). (Only reimbursable on specific instruction of the Client’s Representative to enable the Client to undertake inspections). | 126.36
240743 | New | X | N | N | N | SC | SCISSOR LIFT:PROVIDE 15M PLATFORM 1-4 | Scaffolding | Aerial Platforms | Scissor Lifts | IT | 145.665 | Scissor Lift:Provide, deliver, remove electric or bi-energy mobile and/or self-propelled scissor lift, max capacity 450kg up to 15.00m platform height, (Rate per hour up to 4 hours). | Scissor Lift:Provide including delivery to site, electric or bi-energy mobile and/or self-propelled scissor lift, max capacity 450kg up to 15.00m platform height, including any temporary relocation, non-productive time, remove on completion. (Rate per hour for hours worked up to 4 hours). | 145.665
240745 | New | X | N | N | N | SC | SCISSOR LIFT:PROVIDE 20M PLATFORM 1-4 | Scaffolding | Aerial Platforms | Scissor Lifts | IT | 163.8 | Scissor Lift:Provide, deliver, remove, electric, diesel or bi-energy mobile and/or self-propelled scissor lift, max capacity 750kg up to 20.00m platform height, (Rate per hour up to 4 hours). | Scissor Lift:Provide including delivery to site, electric, diesel or bi-energy mobile and/or self-propelled scissor lift, max capacity 750kg up to 20.00m platform height, including any temporary relocation, non-productive time, remove on completion. (Rate per hour for hours worked up to 4 hours). | 163.8
240751 | New | X | N | N | N | SC | SCISSOR LIFT:PROVIDE 10M PLATFORM 4-8 | Scaffolding | Aerial Platforms | Scissor Lifts | IT | 100.62 | Scissor Lift:Provide, deliver, remove, electric or bi-energy mobile and/or self-propelled scissor lift, capacity 350kg up to 10.00m platform height, (Rate 4 to 8 hours). (Reimbursed for inspections). | Scissor Lift:Provide including delivery to site, electric or bi-energy mobile and/or self-propelled scissor lift, max capacity 350kg up to 10.00m platform height, including any temporary relocation, non-productive time, remove on completion. (Rate per hour for hours worked over 4 and up to 8 hours). (Only reimbursable on specific instruction of the Client’s Representative to enable the Client to undertake inspections). | 100.62
240753 | New | X | N | N | N | SC | SCISSOR LIFT:PROVIDE 15M PLATFORM 4-8 | Scaffolding | Aerial Platforms | Scissor Lifts | IT | 120.8025 | Scissor Lift:Provide, deliver, remove electric or bi-energy mobile and/or self-propelled scissor lift, max capacity 450kg up to 15.00m platform height, (Rate 4 to 8 hours). | Scissor Lift:Provide including delivery to site, electric or bi-energy mobile and/or self-propelled scissor lift, max capacity 450kg up to 15.00m platform height, including any temporary relocation, non-productive time, remove on completion. (Rate per hour for hours worked over 4 and up to 8 hours). | 120.8025
240755 | New | X | N | N | N | SC | SCISSOR LIFT:PROVIDE 20M PLATFORM 4-8 | Scaffolding | Aerial Platforms | Scissor Lifts | IT | 129.87 | Scissor Lift:Provide, deliver, remove, electric, diesel or bi-energy mobile and/or self-propelled scissor lift, max capacity 750kg up to 20.00m platform height, (Rate 4 to 8 hours). | Scissor Lift:Provide including delivery to site, electric, diesel or bi-energy mobile and/or self-propelled scissor lift, max capacity 750kg up to 20.00m platform height, including any temporary relocation, non-productive time, remove on completion. (Rate per hour for hours worked over 4 and up to 8 hours). | 129.87
240761 | New | X | N | N | N | SC | SCISSOR LIFT:PROVIDE 10M PLATFORM MULTI DAYS | Scaffolding | Aerial Platforms | Scissor Lifts | IT | 579.15 | Scissor Lift:Provide, deliver, remove, electric or bi-energy mobile and/or self-propelled scissor lift, capacity 350kg up to 10.00m platform height, (Rate per day). (Reimbursed for inspections). | Scissor Lift:Provide including delivery to site, electric or bi-energy mobile and/or self-propelled scissor lift, max capacity 350kg up to 10.00m platform height, including any temporary relocation, non-productive time, remove on completion. (Rate per day for hire to work on one or more multiple sites). (Only reimbursable on specific instruction of the Client’s Representative to enable the Client to undertake inspections). | 579.15
240763 | New | X | N | N | N | SC | SCISSOR LIFT:PROVIDE 15M PLATFORM MULTI DAYS | Scaffolding | Aerial Platforms | Scissor Lifts | IT | 661.05 | Scissor Lift:Provide, deliver, remove electric or bi-energy mobile and/or self-propelled scissor lift, max capacity 450kg up to 15.00m platform height, (Rate per day). | Scissor Lift:Provide including delivery to site, electric or bi-energy mobile and/or self-propelled scissor lift, max capacity 450kg up to 15.00m platform height, including any temporary relocation, non-productive time, remove on completion. (Rate per day for hire to work on one or more multiple sites). | 661.05
240765 | New | X | N | N | N | SC | SCISSOR LIFT:PROVIDE 20M PLATFORM MULTI DAYS | Scaffolding | Aerial Platforms | Scissor Lifts | IT | 748.8 | Scissor Lift:Provide, deliver, remove, electric, diesel or bi-energy mobile and/or self-propelled scissor lift, max capacity 750kg up to 20.00m platform height, (Rate per day). | Scissor Lift:Provide including delivery to site, electric, diesel or bi-energy mobile and/or self-propelled scissor lift, max capacity 750kg up to 20.00m platform height, including any temporary relocation, non-productive time, remove on completion. (Rate per day for hire to work on one or more multiple sites). | 748.8
240771 | New | X | N | N | N | SC | BOOM LIFT:PROVIDE 10M PLATFORM 1-4 | Scaffolding | Aerial Platforms | Boom Lifts | IT | 128.7 | Boom Lift:Provide, deliver, remove, electric or bi-energy mobile boom lift, max capacity 230kg, max 8.00m out-reach, up to 10.00m platform height, (Rate up to 4 hours). (Reimbursed for inspections). | Boom Lift:Provide including delivery to site, electric or bi-energy mobile and/or self-propelled boom lift, max capacity 230kg, max 8.00m out-reach, up to 10.00m platform height, including any temporary relocation, non-productive time, remove on completion. (Rate per hour for hours worked up to 4 hours). (Only reimbursable on specific instruction of the Client’s Representative to enable the Client to undertake inspections). | 128.7
240773 | New | X | N | N | N | SC | BOOM LIFT:PROVIDE 15M PLATFORM 1-4 | Scaffolding | Aerial Platforms | Boom Lifts | IT | 140.4 | Boom Lift:Provide, deliver, remove, electric or bi-energy mobile and/or self-propelled boom lift, max capacity 230kg, max 10.00m out-reach, up to 15.00m platform height, (Rate per hour up to 4 hours). | Boom Lift:Provide including delivery to site, electric or bi-energy mobile and/or self-propelled boom lift, max capacity 230kg, max 10.00m out-reach, up to 15.00m platform height, including any temporary relocation, non-productive time, remove on completion. (Rate per hour for hours worked up to 4 hours). | 140.4
240775 | New | X | N | N | N | SC | BOOM LIFT:PROVIDE 20M PLATFORM 1-4 | Scaffolding | Aerial Platforms | Boom Lifts | IT | 140.4 | Boom Lift:Provide,deliver, remove, electric, diesel or bi-energy mobile and/or self-propelled boom lift, max capacity 230kg, max 13.00m out-reach, up to 20.00m platform height, (Rate up to 4 hours). | Boom Lift:Provide including delivery to site, electric, diesel or bi-energy mobile and/or self-propelled boom lift, max capacity 230kg, max 13.00m out-reach, up to 20.00m platform height, including any temporary relocation, non-productive time, remove on completion. (Rate per hour for hours worked up to 4 hours). | 140.4
240777 | New | X | N | N | N | SC | BOOM LIFT:PROVIDE 30M PLATFORM 1-4 | Scaffolding | Aerial Platforms | Boom Lifts | IT | 157.95 | Boom Lift:Provide, deliver, remove, electric, diesel or bi-energy mobile and/or self-propelled boom lift, max capacity 230kg, max 23.00m out-reach, up to 30.00m platform height, (Rate up to 4 hours). | Boom Lift:Provide including delivery to site, electric, diesel or bi-energy mobile and/or self-propelled boom lift, max capacity 230kg, max 23.00m out-reach, up to 30.00m platform height, including any temporary relocation, non-productive time, remove on completion. (Rate per hour for hours worked up to 4 hours). | 157.95
240781 | New | X | N | N | N | SC | BOOM LIFT:PROVIDE 10M PLATFORM 4-8 | Scaffolding | Aerial Platforms | Boom Lifts | IT | 99.45 | Boom Lift:Provide, deliver, remove, electric or bi-energy mobile boom lift, max capacity 230kg, max 8.00m out-reach, up to 10.00m platform height, (Rate 4 to 8 hours). (Reimbursed for inspections). | Boom Lift:Provide including delivery to site, electric or bi-energy mobile and/or self-propelled boom lift, max capacity 230kg, max 8.00m out-reach, up to 10.00m platform height, including any temporary relocation, non-productive time, remove on completion. (Rate per hour for hours worked over 4 and up to 8 hours). (Only reimbursable on specific instruction of the Client’s Representative to enable the Client to undertake inspections). | 99.45
240783 | New | X | N | N | N | SC | BOOM LIFT:PROVIDE 15M PLATFORM 4-8 | Scaffolding | Aerial Platforms | Boom Lifts | IT | 105.3 | Boom Lift:Provide, deliver, remove, electric or bi-energy mobile and/or self-propelled boom lift, max capacity 230kg, max 10.00m out-reach, up to 15.00m platform height, (Rate 4 to 8 hours). | Boom Lift:Provide including delivery to site, electric or bi-energy mobile and/or self-propelled boom lift, max capacity 230kg, max 10.00m out-reach, up to 15.00m platform height, including any temporary relocation, non-productive time, remove on completion. (Rate per hour for hours worked over 4 and up to 8 hours). | 105.3
240785 | New | X | N | N | N | SC | BOOM LIFT:PROVIDE 20M PLATFORM 4-8 | Scaffolding | Aerial Platforms | Boom Lifts | IT | 112.905 | Boom Lift:Provide,deliver, remove, electric, diesel or bi-energy mobile and/or self-propelled boom lift, max capacity 230kg, max 13.00m out-reach, up to 20.00m platform height, (Rate 4 to 8 hours). | Boom Lift:Provide including delivery to site, electric, diesel or bi-energy mobile and/or self-propelled boom lift, max capacity 230kg, max 13.00m out-reach, up to 20.00m platform height, including any temporary relocation, non-productive time, remove on completion. (Rate per hour for hours worked over 4 and up to 8 hours). | 112.905
240787 | New | X | N | N | N | SC | BOOM LIFT:PROVIDE 30M PLATFORM 4-8 | Scaffolding | Aerial Platforms | Boom Lifts | IT | 125.19 | Boom Lift:Provide, deliver, remove, electric, diesel or bi-energy mobile and/or self-propelled boom lift, max capacity 230kg, max 23.00m out-reach, up to 30.00m platform height, (Rate 4 to 8 hours). | Boom Lift:Provide including delivery to site, electric, diesel or bi-energy mobile and/or self-propelled boom lift, max capacity 230kg, max 23.00m out-reach, up to 30.00m platform height, including any temporary relocation, non-productive time, remove on completion. (Rate per hour for hours worked over 4 and up to 8 hours). | 125.19
240791 | New | X | N | N | N | SC | BOOM LIFT:PROVIDE 10M PLATFORM MULTI DAYS | Scaffolding | Aerial Platforms | Boom Lifts | IT | 567.45 | Boom Lift:Provide, deliver, remove, electric or bi-energy mobile boom lift, max capacity 230kg, max 8.00m out-reach, up to 10.00m platform height, (Rate per day). (Reimbursed for inspections). | Boom Lift:Provide including delivery to site, electric or bi-energy mobile and/or self-propelled boom lift, max capacity 230kg, max 8.00m out-reach, up to 10.00m platform height, including any temporary relocation, non-productive time, remove on completion. (Rate per day for hire to work on one or more multiple sites). (Only reimbursable on specific instruction of the Client’s Representative to enable the Client to undertake inspections). | 567.45
240793 | New | X | N | N | N | SC | BOOM LIFT:PROVIDE 15M PLATFORM MULTI DAYS | Scaffolding | Aerial Platforms | Boom Lifts | IT | 625.95 | Boom Lift:Provide, deliver, remove, electric or bi-energy mobile and/or self-propelled boom lift, max capacity 230kg, max 10.00m out-reach, up to 15.00m platform height, (Rate per day). | Boom Lift:Provide including delivery to site, electric or bi-energy mobile and/or self-propelled boom lift, max capacity 230kg, max 10.00m out-reach, up to 15.00m platform height, including any temporary relocation, non-productive time, remove on completion. (Rate per day for hire to work on one or more multiple sites). | 625.95
240795 | New | X | N | N | N | SC | BOOM LIFT:PROVIDE 20M PLATFORM MULTI DAYS | Scaffolding | Aerial Platforms | Boom Lifts | IT | 926.64 | Boom Lift:Provide,deliver, remove, electric, diesel or bi-energy mobile and/or self-propelled boom lift, max capacity 230kg, max 13.00m out-reach, up to 20.00m platform height, (Rate per day). | Boom Lift:Provide including delivery to site, electric, diesel or bi-energy mobile and/or self-propelled boom lift, max capacity 230kg, max 13.00m out-reach, up to 20.00m platform height, including any temporary relocation, non-productive time, remove on completion. (Rate per day for hire to work on one or more multiple sites). | 926.64
240797 | New | X | N | N | N | SC | BOOM LIFT:PROVIDE 30M PLATFORM MULTI DAYS | Scaffolding | Aerial Platforms | Boom Lifts | IT | 1076.4 | Boom Lift:Provide, deliver, remove, electric, diesel or bi-energy mobile and/or self-propelled boom lift, max capacity 230kg, max 23.00m out-reach, up to 30.00m platform height, (Rate per day). | Boom Lift:Provide including delivery to site, electric, diesel or bi-energy mobile and/or self-propelled boom lift, max capacity 230kg, max 23.00m out-reach, up to 30.00m platform height, including any temporary relocation, non-productive time, remove on completion. (Rate per day for hire to work on one or more multiple sites). | 1076.4
240951 | New | X | N | N | N | SC | MAST LIFT:PROVIDE 5M PLATFORM 1-4 | Scaffolding | Aerial Platforms | Mast Lifts | IT | 75.465 | Mast Lift:Provide, deliver, remove, electric or bi-energy mobile and/or self-propelled mast lift, max capacity 230kg, up to 5.00m platform height, (Rate up to 4 hours). (Reimbursed for inspections). | Mast Lift:Provide including delivery to site, electric or bi-energy mobile and/or self-propelled mast lift, max capacity 230kg, up to 5.00m platform height, including any temporary relocation, non-productive time, remove on completion. (Rate per hour for hours worked up to 4 hours). (Only reimbursable on specific instruction of the Client’s Representative to enable the Client to undertake inspections). | 75.465
240953 | New | X | N | N | N | SC | MAST LIFT:PROVIDE 8M PLATFORM 1-4 | Scaffolding | Aerial Platforms | Mast Lifts | IT | 82.1925 | Mast Lift:Provide, deliver, remove, electric or bi-energy mobile and/or self-propelled mast lift, capacity 230kg, 3m reach, 5.00m platform height, (Rate up to 4 hours). (Reimbursed for inspections). | Mast Lift:Provide including delivery to site, electric or bi-energy mobile and/or self-propelled mast lift, max capacity 230kg, max 3.00m out-reach, up to 8.00m platform height, including any temporary relocation, non-productive time, remove on completion. (Rate per hour for hours worked up to 4 hours). (Only reimbursable on specific instruction of the Client’s Representative to enable the Client to undertake inspections). | 82.1925
240955 | New | X | N | N | N | SC | MAST LIFT:PROVIDE 5M PLATFORM 4-8 | Scaffolding | Aerial Platforms | Mast Lifts | IT | 54.99 | Mast Lift:Provide, deliver, remove, electric or bi-energy mobile and/or self-propelled mast lift, max capacity 230kg, up to 5.00m platform height, (Rate 4 to 8 hours). (Reimbursed for inspections). | Mast Lift:Provide including delivery to site, electric or bi-energy mobile and/or self-propelled mast lift, max capacity 230kg, up to 5.00m platform height, including any temporary relocation, non-productive time, remove on completion. (Rate per hour for hours worked over 4 and up to 8 hours). (Only reimbursable on specific instruction of the Client’s Representative to enable the Client to undertake inspections). | 54.99
240957 | New | X | N | N | N | SC | MAST LIFT:PROVIDE 8M PLATFORM 4-8 | Scaffolding | Aerial Platforms | Mast Lifts | IT | 64.35 | Mast Lift:Provide, deliver, remove, electric or bi-energy mobile and/or self-propelled mast lift, capacity 230kg, 3m reach, 5.00m platform height, (Rate 4 to 8 hours). (Reimbursed for inspections). | Mast Lift:Provide including delivery to site, electric or bi-energy mobile and/or self-propelled mast lift, max capacity 230kg, max 3.00m out-reach, up to 8.00m platform height, including any temporary relocation, non-productive time, remove on completion. (Rate per hour for hours worked over 4 and up to 8 hours). (Only reimbursable on specific instruction of the Client’s Representative to enable the Client to undertake inspections). | 64.35
240959 | New | X | N | N | N | SC | MAST LIFT:PROVIDE 5M PLATFORM MULTI DAYS | Scaffolding | Aerial Platforms | Mast Lifts | IT | 301.86 | Mast Lift:Provide, deliver, remove, electric or bi-energy mobile and/or self-propelled mast lift, max capacity 230kg, up to 5.00m platform height, (Rate per day). (Reimbursed for inspections). | Mast Lift:Provide including delivery to site, electric or bi-energy mobile and/or self-propelled mast lift, max capacity 230kg, up to 5.00m platform height, including any temporary relocation, non-productive time, remove on completion. (Rate per day for hire to work on one or more multiple sites). (Only reimbursable on specific instruction of the Client’s Representative to enable the Client to undertake inspections). | 301.86
240961 | New | X | N | N | N | SC | MAST LIFT:PROVIDE 8M PLATFORM MULTI DAYS | Scaffolding | Aerial Platforms | Mast Lifts | IT | 356.265 | Mast Lift:Provide, deliver, remove, electric or bi-energy mobile and/or self-propelled mast lift, capacity 230kg, 3m reach, 5.00m platform height, (Rate per day). (Reimbursed for inspections). | Mast Lift:Provide including delivery to site, electric or bi-energy mobile and/or self-propelled mast lift, max capacity 230kg, max 3.00m out-reach, up to 8.00m platform height, including any temporary relocation, non-productive time, remove on completion. (Rate per day for hire to work on one or more multiple sites). (Only reimbursable on specific instruction of the Client’s Representative to enable the Client to undertake inspections). | 356.265
240900 | New | X | N | N | N | SC | RUBBISH CHUTE:PROVIDE 5M HIGH | Scaffolding | Rubbish Chutes | Rubbish Chutes | IT | 95.94 | Rubbish Chute:Provide, erect, maintain for a period ne 1 week, dismantle, flexible plastic rubbish chute fixed to scaffolding ne 5.00m high with siteguard panels, side entry chute as necessary. | Rubbish Chute:Provide, erect and maintain for a period ne 1 week and dismantle on completion, flexible plastic rubbish chute fixed to scaffolding ne 5.00m high complete with siteguard panels, side entry chute as necessary. | 95.94
240901 | New | X | N | N | N | SC | RUBBISH CHUTE:PROVIDE 10M HIGH | Scaffolding | Rubbish Chutes | Rubbish Chutes | IT | 164.385 | Rubbish Chute:Provide, erect, maintain for a period ne 1 week, dismantle, flexible plastic rubbish chute fixed to scaffolding ne 10.00m high with siteguard panels, side entry chute as necessary. | Rubbish Chute:Provide, erect and maintain for a period ne 1 week and dismantle on completion, flexible plastic rubbish chute fixed to scaffolding ne 10.00m high complete with siteguard panels, side entry chute as necessary. | 164.385
240903 | New | X | N | N | N | SC | RUBBISH CHUTE:PROVIDE 15M HIGH | Scaffolding | Rubbish Chutes | Rubbish Chutes | IT | 234 | Rubbish Chute:Provide, erect, maintain for a period ne 1 week, dismantle, flexible plastic rubbish chute fixed to scaffolding ne 15.00m high with siteguard panels, side entry chute as necessary. | Rubbish Chute:Provide, erect and maintain for a period ne 1 week and dismantle on completion, flexible plastic rubbish chute fixed to scaffolding ne 15.00m high complete with siteguard panels, side entry chute as necessary. | 234
240905 | New | X | N | N | N | SC | RUBBISH CHUTE:PROVIDE 20M HIGH | Scaffolding | Rubbish Chutes | Rubbish Chutes | IT | 342.81 | Rubbish Chute:Provide, erect, maintain for a period ne 1 week, dismantle, flexible plastic rubbish chute fixed to scaffolding ne 20.00m high with siteguard panels, side entry chute as necessary. | Rubbish Chute:Provide, erect and maintain for a period ne 1 week and dismantle on completion, flexible plastic rubbish chute fixed to scaffolding ne 20.00m high complete with siteguard panels, side entry chute as necessary. | 342.81
241001 | New | X | N | N | N | SC | EASY DECK TYPE ACCESS EQUIPMENT | Scaffolding | Easy Deck Type Access | Easy Deck Type Access | IT | 192.465 | Easy Deck:Provide, erect, maintain, relocate and dismantle as required to progress the Works, a set of Easy Deck Type Access equipment 2 storeys high including ladders | Easy Deck:Provide, erect, maintain, relocate and dismantle as required to progress the Works, a set of Easy Deck Type Access equipment 2 storeys high including ladders | 192.465
241101 | New | X | N | N | N | SC | GENERAL SCAFFOLDING:PROVIDE NE 5.0M HIGH ANY GIRTH | Scaffolding | General Scaffolding | General Scaffolding | SM | 22.23 | General Scaffolding:Provide, supply, deliver, erect, maintain for a period ne 1 week, dismantle, remove tubular steel scaffolding complete, height to top working platform ne 5.0m - any girth | General Scaffolding:Provide, supply, deliver, erect, maintain for a period ne 1 week (From completion of erection until date of completion of the Works prior to dismantling) and dismantle on completion, and remove off site tubular steel scaffolding including working platforms, toe boards, guard rails, debris netting, fans, bridging, ladders, pulley ropes, wheel fixings, etc., Height to top working platform ne 5.00m - any girth | 22.23
241103 | New | X | N | N | N | SC | GENERAL SCAFFOLDING:PROVIDE NE 7.5M HIGH ANY GIRTH | Scaffolding | General Scaffolding | General Scaffolding | SM | 23.517 | General Scaffolding:Provide, supply, deliver, erect, maintain for a period ne 1 week, dismantle, remove tubular steel scaffolding complete, height to top working platform ne 7.50m - any girth | General Scaffolding:Provide, supply, deliver, erect, maintain for a period ne 1 week (From completion of erection until date of completion of the Works prior to dismantling) and dismantle on completion, and remove off site tubular steel scaffolding including working platforms, toe boards, guard rails, debris netting, fans, bridging, ladders, pulley ropes, wheel fixings, etc., Height to top working platform ne 7.50m - any girth | 23.517
241105 | New | X | N | N | N | SC | GENERAL SCAFFOLDING:PROVIDE NE 10.0M HIGH ANY GTH | Scaffolding | General Scaffolding | General Scaffolding | SM | 23.517 | General Scaffolding:Provide, supply, deliver, erect, maintain for a period ne 1 week, dismantle, remove tubular steel scaffolding complete, height to top working platform ne 10.0m - any girth | General Scaffolding:Provide, supply, deliver, erect, maintain for a period ne 1 week (From completion of erection until date of completion of the Works prior to dismantling) and dismantle on completion, and remove off site tubular steel scaffolding including working platforms, toe boards, guard rails, debris netting, fans, bridging, ladders, pulley ropes, wheel fixings, etc., Height to top working platform ne 10.00m - any girth | 23.517
241107 | New | X | N | N | N | SC | GENERAL SCAFFOLDING:PROVIDE NE 12.5M HIGH ANY GTH | Scaffolding | General Scaffolding | General Scaffolding | SM | 24.8625 | General Scaffolding:Provide, supply, deliver, erect, maintain for a period ne 1 week, dismantle, remove tubular steel scaffolding complete, height to top working platform ne 12.50m - any girth | General Scaffolding:Provide, supply, deliver, erect, maintain for a period ne 1 week (From completion of erection until date of completion of the Works prior to dismantling) and dismantle on completion, and remove off site tubular steel scaffolding including working platforms, toe boards, guard rails, debris netting, fans, bridging, ladders, pulley ropes, wheel fixings, etc., Height to top working platform ne12.50m - any girth | 24.8625
241109 | New | X | N | N | N | SC | GENERAL SCAFFOLDING:PROVIDE NE 15.0M HIGH ANY GTH | Scaffolding | General Scaffolding | General Scaffolding | SM | 24.8625 | General Scaffolding:Provide, supply, deliver, erect, maintain for a period ne 1 week, dismantle, remove tubular steel scaffolding complete, height to top working platform ne 17.50m - any girth | General Scaffolding:Provide, supply, deliver, erect, maintain for a period ne 1 week (From completion of erection until date of completion of the Works prior to dismantling) and dismantle on completion, and remove off site tubular steel scaffolding including working platforms, toe boards, guard rails, debris netting, fans, bridging, ladders, pulley ropes, wheel fixings, etc., Height to top working platform ne 15.00m - any girth | 24.8625
241111 | New | X | N | N | N | SC | GENERAL SCAFFOLDING:PROVIDE NE 17.5M HIGH ANY GTH | Scaffolding | General Scaffolding | General Scaffolding | SM | 26.325 | General Scaffolding:Provide, supply, deliver, erect, maintain for a period ne 1 week, dismantle, remove tubular steel scaffolding complete, height to top working platform ne 5.0m - any girth | General Scaffolding:Provide, supply, deliver, erect, maintain for a period ne 1 week (From completion of erection until date of completion of the Works prior to dismantling) and dismantle on completion, and remove off site tubular steel scaffolding including working platforms, toe boards, guard rails, debris netting, fans, bridging, ladders, pulley ropes, wheel fixings, etc., Height to top working platform ne 17.50m - any girth | 26.325
241113 | New | X | N | N | N | SC | GENERAL SCAFFOLDING:PROVIDE NE 20.0M HIGH ANY GTH | Scaffolding | General Scaffolding | General Scaffolding | SM | 27.2025 | General Scaffolding:Provide, supply, deliver, erect, maintain for a period ne 1 week, dismantle, remove tubular steel scaffolding complete, height to top working platform ne 5.0m - any girth | General Scaffolding:Provide, supply, deliver, erect, maintain for a period ne 1 week (From completion of erection until date of completion of the Works prior to dismantling) and dismantle on completion, and remove off site tubular steel scaffolding including working platforms, toe boards, guard rails, debris netting, fans, bridging, ladders, pulley ropes, wheel fixings, etc., Height to top working platform ne 20.00m - any girth | 27.2025
241151 | New | X | N | N | N | SC | SYSTEM SCAFFOLDING:PROVIDE NE 5.0M HIGH ANY GIRTH | Scaffolding | General Scaffolding | System Scaffolding | SM | 21.9375 | General Scaffolding:Provide, supply, deliver, erect, maintain for a period ne 1 week, dismantle, remove proprietary system steel scaffolding complete, height to top working platform ne 5.0m any girth | System Scaffolding:Provide, supply, deliver, erect, maintain for a period ne 1 week (From completion of erection until date of completion of the Works prior to dismantling) and dismantle on completion, and remove off site Proprietary system scaffolding including working platforms, toe boards, guard rails, debris netting, fans, bridging, ladders, pulley ropes, wheel fixings, etc., Height to top working platform ne 5.0m - any girth | 21.9375
241153 | New | X | N | N | N | SC | SYSTEM SCAFFOLDING:PROVIDE NE 7.5M HIGH ANY GIRTH | Scaffolding | General Scaffolding | System Scaffolding | SM | 23.4 | General Scaffolding:Provide, supply, deliver, erect, maintain for a period ne 1 week, dismantle, remove proprietary system steel scaffolding complete, height to top working platform ne 7.5m any girth | System Scaffolding:Provide, supply, deliver, erect, maintain for a period ne 1 week (From completion of erection until date of completion of the Works prior to dismantling) and dismantle on completion, and remove off site Proprietary system scaffolding including working platforms, toe boards, guard rails, debris netting, fans, bridging, ladders, pulley ropes, wheel fixings, etc., Height to top working platform ne 7.5m - any girth | 23.4
241155 | New | X | N | N | N | SC | SYSTEM SCAFFOLDING:PROVIDE NE 10.0M HIGH ANY GTH | Scaffolding | General Scaffolding | System Scaffolding | SM | 23.517 | General Scaffolding:Provide, supply, deliver, erect, maintain for a period ne 1 week, dismantle, remove proprietary system steel scaffolding complete, height to top working platform ne 10.0m any girth | System Scaffolding:Provide, supply, deliver, erect, maintain for a period ne 1 week (From completion of erection until date of completion of the Works prior to dismantling) and dismantle on completion, and remove off site Proprietary system scaffolding including working platforms, toe boards, guard rails, debris netting, fans, bridging, ladders, pulley ropes, wheel fixings, etc., Height to top working platform ne 10.0m - any girth | 23.517
241157 | New | X | N | N | N | SC | SYSTEM SCAFFOLDING:PROVIDE NE 12.5M HIGH ANY GTH | Scaffolding | General Scaffolding | System Scaffolding | SM | 24.0435 | General Scaffolding:Provide, supply, deliver, erect, maintain for a period ne 1 week, dismantle, remove proprietary system steel scaffolding complete, height to top working platform ne 12.5m any girth | System Scaffolding:Provide, supply, deliver, erect, maintain for a period ne 1 week (From completion of erection until date of completion of the Works prior to dismantling) and dismantle on completion, and remove off site Proprietary system scaffolding including working platforms, toe boards, guard rails, debris netting, fans, bridging, ladders, pulley ropes, wheel fixings, etc., Height to top working platform ne 12.5m - any girth | 24.0435
241159 | New | X | N | N | N | SC | SYSTEM SCAFFOLDING:PROVIDE NE 15.0M HIGH ANY GTH | Scaffolding | General Scaffolding | System Scaffolding | SM | 24.102 | General Scaffolding:Provide, supply, deliver, erect, maintain for a period ne 1 week, dismantle, remove proprietary system steel scaffolding complete, height to top working platform ne 15.0m any girth | System Scaffolding:Provide, supply, deliver, erect, maintain for a period ne 1 week (From completion of erection until date of completion of the Works prior to dismantling) and dismantle on completion, and remove off site Proprietary system scaffolding including working platforms, toe boards, guard rails, debris netting, fans, bridging, ladders, pulley ropes, wheel fixings, etc., Height to top working platform ne 15.0m - any girth | 24.102
241161 | New | X | N | N | N | SC | SYSTEM SCAFFOLDING:PROVIDE NE 17.5M HIGH ANY GTH | Scaffolding | General Scaffolding | System Scaffolding | SM | 24.8625 | General Scaffolding:Provide, supply, deliver, erect, maintain for a period ne 1 week, dismantle, remove proprietary system steel scaffolding complete, height to top working platform ne 17.5m any girth | System Scaffolding:Provide, supply, deliver, erect, maintain for a period ne 1 week (From completion of erection until date of completion of the Works prior to dismantling) and dismantle on completion, and remove off site Proprietary system scaffolding including working platforms, toe boards, guard rails, debris netting, fans, bridging, ladders, pulley ropes, wheel fixings, etc., Height to top working platform ne 17.5m - any girth | 24.8625
241163 | New | X | N | N | N | SC | SYSTEM SCAFFOLDING:PROVIDE NE 20.0M HIGH ANY GTH | Scaffolding | General Scaffolding | System Scaffolding | SM | 26.325 | General Scaffolding:Provide, supply, deliver, erect, maintain for a period ne 1 week, dismantle, remove proprietary system steel scaffolding complete, height to top working platform ne 20.0m any girth | System Scaffolding:Provide, supply, deliver, erect, maintain for a period ne 1 week (From completion of erection until date of completion of the Works prior to dismantling) and dismantle on completion, and remove off site Proprietary system scaffolding including working platforms, toe boards, guard rails, debris netting, fans, bridging, ladders, pulley ropes, wheel fixings, etc., Height to top working platform ne 20.0m - any girth | 26.325
241201 | New | X | N | N | N | SC | SCAFFOLD TOWER:PROVIDE NE 5.0M HIGH 1 LIFT STEEL | Scaffolding | General Scaffolding | Scaffold Towers - Steel | IT | 409.5 | Scaffolding:Provide, erect, maintain for a period ne 1 week, dismantle tubular steel tower scaffolding ne 5.00m high complete (Reimbursed on specific instruction of the CR to inspections). | Scaffolding:Provide, erect, maintain for a period ne 1 week and dismantle on completion tubular steel tower scaffolding ne 5.00m high including ladders, pulley rope, wheel fixings and one lift of boards. (Only reimbursable on specific instruction of the Client’s Representative to enable the Client to undertake inspections). | 409.5
241203 | New | X | N | N | N | SC | SCAFFOLD TOWER:PROVIDE NE 7.5M HIGH 1 LIFT STEEL | Scaffolding | General Scaffolding | Scaffold Towers - Steel | IT | 529.425 | Scaffolding:Provide, erect, maintain for a period ne 1 week, dismantle tubular steel tower scaffolding ne 7.50m high complete (Reimbursed on specific instruction of the CR to inspections). | Scaffolding:Provide, erect, maintain for a period ne 1 week and dismantle on completion tubular steel tower scaffolding over 5.00m and ne 7.500m high with ladders, pulley ropes, wheel fixings and one lift of boards. | 529.425
241205 | New | X | N | N | N | SC | SCAFFOLD TOWER:PROVIDE NE 10.0M HIGH 2 LIFT STEEL | Scaffolding | General Scaffolding | Scaffold Towers - Steel | IT | 813.735 | Scaffolding:Provide, erect, maintain for a period ne 1 week, dismantle tubular steel tower scaffolding ne 10.00m high complete (Reimbursed on specific instruction of the CR to inspections). | Scaffolding:Provide, erect, maintain for a period ne 1 week and dismantle on completion tubular steel tower scaffolding over 7.50m and ne 10.00m high with ladders, pulley ropes, wheel fixings and two lifts of boards. | 813.735
241207 | New | X | N | N | N | SC | SCAFFOLD TOWER:PROVIDE NE 12.5M HIGH 2 LIFT STEEL | Scaffolding | General Scaffolding | Scaffold Towers - Steel | IT | 1026.09 | Scaffolding:Provide, erect, maintain for a period ne 1 week, dismantle tubular steel tower scaffolding ne 12.50m high complete (Reimbursed on specific instruction of the CR to inspections). | Scaffolding:Provide, erect, maintain for a period ne 1 week and dismantle on completion tubular steel tower scaffolding over 10.00m and ne 12.50m high with ladders, pulley ropes, wheel fixings and two lifts of boards. | 1026.09
241209 | New | X | N | N | N | SC | SCAFFOLD TOWER:PROVIDE NE 15.0M HIGH 2 LIFT STEEL | Scaffolding | General Scaffolding | Scaffold Towers - Steel | IT | 1256.58 | Scaffolding:Provide, erect, maintain for a period ne 1 week, dismantle tubular steel tower scaffolding ne 15.00m high complete (Reimbursed on specific instruction of the CR to inspections). | Scaffolding:Provide, erect, maintain for a period ne 1 week and dismantle on completion tubular steel tower scaffolding over 12.50m and ne 15.00m high with ladders, pulley ropes, wheel fixings and two lifts of boards. | 1256.58
241211 | New | X | N | N | N | SC | SCAFFOLD TOWER:PROVIDE NE 17.5M HIGH 2 LIFT STEEL | Scaffolding | General Scaffolding | Scaffold Towers - Steel | IT | 1310.4 | Scaffolding:Provide, erect, maintain for a period ne 1 week, dismantle tubular steel tower scaffolding ne 17.50m high complete (Reimbursed on specific instruction of the CR to inspections). | Scaffolding:Provide, erect, maintain for a period ne 1 week and dismantle on completion tubular steel tower scaffolding over 15.00m and ne 17.50m high with ladders, pulley ropes, wheel fixings and two lifts of boards. | 1310.4
241213 | New | X | N | N | N | SC | SCAFFOLD TOWER:PROVIDE NE 20.0M HIGH 2 LIFT STEEL | Scaffolding | General Scaffolding | Scaffold Towers - Steel | IT | 1696.5 | Scaffolding:Provide, erect, maintain for a period ne 1 week, dismantle tubular steel tower scaffolding ne 20.00m high complete (Reimbursed on specific instruction of the CR to inspections). | Scaffolding:Provide, erect, maintain for a period ne 1 week and dismantle on completion tubular steel tower scaffolding over 17.50m and ne 20.00m high with ladders, pulley ropes, wheel fixings and two lifts of boards. | 1696.5
241215 | New | X | N | N | N | SC | SCAFFOLD TOWER:MOVE POSITION NE 10M - STEEL | Scaffolding | General Scaffolding | Scaffold Towers - Steel | IT | 241.8975 | Scaffolding:Move tubular steel tower scaffolding of any height to new elevation or location ne 10.00m away as directed by CR, temporarily dismantle and re-erect as necessary, any height of tower. | Scaffolding:Move tubular steel tower scaffolding of any height to new elevation or location ne 10.00m away as directed by the Client’s Representative, temporarily dismantle and re-erect as necessary, any height of tower. | 241.8975
241217 | New | X | N | N | N | SC | SCAFFOLD TOWER:MOVE POSITION NE 20M - STEEL | Scaffolding | General Scaffolding | Scaffold Towers - Steel | IT | 483.795 | Scaffolding:Move tubular steel tower scaffolding of any height to new elevation or location ne 20.00m away as directed CR, temporarily dismantle and re-erect as necessary, any height of tower. | Scaffolding:Move tubular steel tower scaffolding of any height to new elevation or location ne 20.00m away as directed by the Client’s Representative, temporarily dismantle and re-erect as necessary, any height of tower. | 483.795
241219 | New | X | N | N | N | SC | SCAFFOLD TOWER:MOVE POSITION NE 30M - STEEL | Scaffolding | General Scaffolding | Scaffold Towers - Steel | IT | 725.6925 | Scaffolding:Move tubular steel tower scaffolding of any height to new elevation or location ne 30.00m away as directed by CR, temporarily dismantle and re-erect as necessary, any height of tower. | Scaffolding:Move tubular steel tower scaffolding of any height to new elevation or location ne 30.00m away as directed by the Client’s Representative, temporarily dismantle and re-erect as necessary, any height of tower. | 725.6925
241251 | New | X | N | N | N | SC | SCAFFOLD TOWER:PROVIDE NE 5.0M HIGH 1 LIFT ZIP UP | Scaffolding | General Scaffolding | Scaffold Towers - Aluminium | IT | 245.7 | Scaffolding:Provide, erect, maintain for a period ne 1 week, dismantle, tubular aluminium “zip-up” type tower scaffolding ne 5.00m high with ladders, pulley rope, wheel fixings, 1 lift of boards. | Scaffolding:Provide, erect, maintain for a period ne 1 week and dismantle on completion tubular aluminium “zip-up” type tower scaffolding ne 5.00m high including ladders, pulley rope, wheel fixings and one lift of boards. (Only reimbursable on specific instruction of the Client’s Representative to enable the Client to undertake inspections). | 245.7
241253 | New | X | N | N | N | SC | SCAFFOLD TOWER:PROVIDE NE 7.5M HIGH 1 LIFT ZIP UP | Scaffolding | General Scaffolding | Scaffold Towers - Aluminium | IT | 359.19 | Scaffolding:Provide, erect, maintain for a period ne 1 week, dismantle, tubular aluminium “zip-up” type tower scaffolding ne 7.50m high with ladders, pulley rope, wheel fixings, 1 lift of boards. | Scaffolding:Provide, erect, maintain for a period ne 1 week and dismantle on completion tubular aluminium “zip-up” type tower scaffolding over 5.00m and ne 7.50m high including ladders, pulley rope, wheel fixings and one lift of boards. | 359.19
241257 | New | X | N | N | N | SC | SCAFFOLD TOWER:PROVIDE NE 12.5M HIGH 2 LIFT ZIP UP | Scaffolding | General Scaffolding | Scaffold Towers - Aluminium | IT | 603.72 | Scaffolding:Provide, erect, maintain for ne 1 week, dismantle, tubular aluminium “zip-up” type tower scaffolding over 10.00m and ne 12.50m high with ladders, pulley ropes, 2 lifts of boards etc | Scaffolding:Provide, erect, maintain for a period ne 1 week and dismantle on completion tubular aluminium “zip-up” type tower scaffolding over 10.00m and ne 12.50m high including ladders, pulley rope, wheel fixings and two lifts of boards. | 603.72
241259 | New | X | N | N | N | SC | SCAFFOLD TOWER:PROVIDE NE 15.0M HIGH 2 LIFT ZIP UP | Scaffolding | General Scaffolding | Scaffold Towers - Aluminium | IT | 663.975 | Scaffolding:Provide, erect, maintain for ne 1 week, dismantle, tubular aluminium “zip-up” type tower scaffolding over 12.50m and ne 15.00m high with ladders, pulley ropes, 2 lifts of boards etc | Scaffolding:Provide, erect, maintain for a period ne 1 week and dismantle on completion tubular aluminium “zip-up” type tower scaffolding over 12.50m and ne 15.00m high including ladders, pulley rope, wheel fixings and two lifts of boards. | 663.975
241261 | New | X | N | N | N | SC | SCAFFOLD TOWER:PROVIDE NE 17.5M HIGH 2 LIFT ZIP UP | Scaffolding | General Scaffolding | Scaffold Towers - Aluminium | IT | 713.7 | Scaffolding:Provide, erect, maintain for ne 1 week, dismantle, tubular aluminium “zip-up” type tower scaffolding over 15.00m and ne 17.50m high with ladders, pulley ropes, 2 lifts of boards etc | Scaffolding:Provide, erect, maintain for a period ne 1 week and dismantle on completion tubular aluminium “zip-up” type tower scaffolding over 15.00m and ne 17.50m high including ladders, pulley rope, wheel fixings and two lifts of boards. | 713.7
241263 | New | X | N | N | N | SC | SCAFFOLD TOWER:PROVIDE NE 20.0M HIGH 2 LIFT ZIP UP | Scaffolding | General Scaffolding | Scaffold Towers - Aluminium | IT | 819 | Scaffolding:Provide, erect, maintain for ne 1 week, dismantle, tubular aluminium “zip-up” type tower scaffolding over 17.50m and ne 20.00m high with ladders, pulley ropes, 2 lifts of boards etc | Scaffolding:Provide, erect, maintain for a period ne 1 week and dismantle on completion tubular aluminium “zip-up” type tower scaffolding over 17.50m and ne 20.00m high including ladders, pulley rope, wheel fixings and two lifts of boards. | 819
241265 | New | X | N | N | N | SC | SCAFFOLD TOWER:MOVE POSITION NE 10M - ZIP UP | Scaffolding | General Scaffolding | Scaffold Towers - Aluminium | IT | 125.19 | Scaffolding:Move any height tubular aluminium “zip-up” type tower scaffolding to new elevation or location ne 10.0m away as directed by CR, temporarily dismantle and re-erect as necessary | Scaffolding:Move tubular aluminium “zip-up” type tower scaffolding of any height to new elevation or location ne 10.00m away as directed by the Client’s Representative, temporarily dismantle and re-erect as necessary. | 125.19
241267 | New | X | N | N | N | SC | SCAFFOLD TOWER:MOVE POSITION NE 20M - ZIP UP | Scaffolding | General Scaffolding | Scaffold Towers - Aluminium | IT | 250.38 | Scaffolding:Move any height tubular aluminium “zip-up” type tower scaffolding to new elevation or location ne 20.0m away as directed by CR, temporarily dismantle and re-erect as necessary | Scaffolding:Move tubular aluminium “zip-up” type tower scaffolding of any height to new elevation or location ne 20.00m away as directed by the Client’s Representative, temporarily dismantle and re-erect as necessary. | 250.38
241269 | New | X | N | N | N | SC | SCAFFOLD TOWER:MOVE POSITION NE 30M - ZIP UP | Scaffolding | General Scaffolding | Scaffold Towers - Aluminium | IT | 375.57 | Scaffolding:Move any height tubular aluminium “zip-up” type tower scaffolding to new elevation or location ne 30.0m away as directed by CR, temporarily dismantle and re-erect as necessary | Scaffolding:Move tubular aluminium “zip-up” type tower scaffolding of any height to new elevation or location ne 30.00m away as directed by the Client’s Representative, temporarily dismantle and re-erect as necessary. | 375.57
241301 | New | X | N | N | N | SC | SCAFFOLDING:PROVIDE TO CHIMNEY NE 7.5M HIGH | Scaffolding | General Scaffolding | Chimney Scaffolding | IT | 702 | Scaffolding:Provide, erect, maintain for ne 1 week, dismantle, scaffold and boards to form working platform around chimney stacks (4 wide and toe boards) including ladder stages ne 7.50m high. | Scaffolding: Provide, erect, maintain for a period ne 1 week and dismantle on completion scaffold and boards to form working platform around chimney stacks (4 wide and toe boards) including ladder stages ne 7.50m high. | 702
241303 | New | X | N | N | N | SC | SCAFFOLDING:PROVIDE TO CHIMNEY NE 10.0M HIGH | Scaffolding | General Scaffolding | Chimney Scaffolding | IT | 777.465 | Scaffolding:Provide, erect, maintain ne 1 week, dismantle, scaffold, ladders stages and boards to form working platform around chimney stacks (4 wide and toe boards) over 7.50m and ne 10.00m high. | Scaffolding: Provide, erect, maintain for a period ne 1 week and dismantle on completion scaffold and boards to form working platform around chimney stacks (4 wide and toe boards) including ladder stages over 7.50m and ne 10.00m high. | 777.465
241305 | New | X | N | N | N | SC | SCAFFOLDING:PROVIDE TO CHIMNEY NE 12.5M HIGH | Scaffolding | General Scaffolding | Chimney Scaffolding | IT | 868.725 | Scaffolding:Provide, erect, maintain ne 1 week, dismantle, scaffold, ladders stages and boards to form working platform around chimney stacks (4 wide and toe boards) over 10.00m and ne 12.50m high. | Scaffolding: Provide, erect, maintain for a period ne 1 week and dismantle on completion scaffold and boards to form working platform around chimney stacks (4 wide and toe boards) including ladder stages over 10.00m and ne 12.50m high. | 868.725
241307 | New | X | N | N | N | SC | SCAFFOLDING:PROVIDE TO CHIMNEY NE 15.0M HIGH | Scaffolding | General Scaffolding | Chimney Scaffolding | IT | 1006.2 | Scaffolding:Provide, erect, maintain ne 1 week, dismantle, scaffold, ladders stages and boards to form working platform around chimney stacks (4 wide and toe boards) over 12.50m and ne 15.00m high. | Scaffolding:Provide, erect, maintain for a period ne 1 week and dismantle on completion scaffold and boards to form working platform around chimney stacks (4 wide and toe boards) including ladder stages over 12.50m and ne 15.00m high. | 1006.2
241309 | New | X | N | N | N | SC | SCAFFOLDING:PROVIDE TO CHIMNEY NE 17.5M HIGH | Scaffolding | General Scaffolding | Chimney Scaffolding | IT | 1146.6 | Scaffolding:Provide, erect, maintain ne 1 week, dismantle, scaffold, ladders stages and boards to form working platform around chimney stacks (4 wide and toe boards) over 15.00m and ne 17.50m high. | Scaffolding:Provide, erect, maintain for a period ne 1 week and dismantle on completion scaffold and boards to form working platform around chimney stacks (4 wide and toe boards) including ladder stages over 15.00m and ne 17.50m high. | 1146.6
241311 | New | X | N | N | N | SC | SCAFFOLDING:PROVIDE TO CHIMNEY NE 20.0M HIGH | Scaffolding | General Scaffolding | Chimney Scaffolding | IT | 1287 | Scaffolding:Provide, erect, maintain ne 1 week, dismantle, scaffold, ladders stages and boards to form working platform around chimney stacks (4 wide and toe boards) over 17.50m and ne 20.00m high. | Scaffolding:Provide, erect, maintain for a period ne 1 week and dismantle on completion scaffold and boards to form working platform around chimney stacks (4 wide and toe boards) including ladder stages over 17.50m and ne 20.00m high. | 1287
241313 | New | X | N | N | N | SC | SCAFFOLDING:PROVIDE TO CHIMNEY NE 22.5M HIGH | Scaffolding | General Scaffolding | Chimney Scaffolding | IT | 1462.5 | Scaffolding:Provide, erect, maintain ne 1 week, dismantle, scaffold, ladders stages and boards to form working platform around chimney stacks (4 wide and toe boards) over 20.00m and ne 22.50m high. | Scaffolding:Provide, erect, maintain for a period ne 1 week and dismantle on completion scaffold and boards to form working platform around chimney stacks (4 wide and toe boards) including ladder stages over 20.00m and ne 22.50m high. | 1462.5
241315 | New | X | N | N | N | SC | SCAFFOLDING:PROVIDE TO CHIMNEY NE 25.0M HIGH | Scaffolding | General Scaffolding | Chimney Scaffolding | IT | 1608.75 | Scaffolding:Provide, erect, maintain ne 1 week, dismantle, scaffold, ladders stages and boards to form working platform around chimney stacks (4 wide and toe boards) over 22.50m and ne 25.00m high. | Scaffolding:Provide, erect, maintain for a period ne 1 week and dismantle on completion scaffold and boards to form working platform around chimney stacks (4 wide and toe boards) including ladder stages over 22.50m and ne 25.00m high. | 1608.75
241555 | New | X | N | N | N | SC | SCAFFOLD TOWER:PROVIDE NE 10.0M HIGH 2 LIFT ZIP UP | Scaffolding | General Scaffolding | Scaffold Towers - Aluminium | IT | 454.545 | Scaffolding:Provide, erect, maintain for ne 1 week, dismantle, tubular aluminium “zip-up” type tower scaffolding over 7.50m and ne 10.00m high with ladders, pulley ropes, 2 lifts of boards etc | Scaffolding:Provide, erect, maintain for a period ne 1 week and dismantle on completion tubular aluminium “zip-up” type tower scaffolding over 7.50m and ne 10.00m high including ladders, pulley rope, wheel fixings and two lift of boards. | 454.545
243001 | New | X | N | N | N | SC | LIGHT DUTY SINGLE MAST:PROVIDE 30M | Scaffolding | Mast Climbers | Mast Climbers - Light Duty | IT | 4797 | Light Duty Single Mast:System not exceeding 30m high; with platform length between 2.4 and 6.8 metres, lifting capacity between 400kg and 1,000kg maximum. | Light Duty Single Mast:System not exceeding 30m high; with platform length between 2.4 and 6.8 metres, lifting capacity between 400kg and 1,000kg maximum. | 4797
243003 | New | X | N | N | N | SC | LIGHT DUTY TWIN MAST:PROVIDE 30M | Scaffolding | Mast Climbers | Mast Climbers - Light Duty | IT | 6853.86 | Light Duty Twin Mast:System not exceeding 30m high; with platform length between 6.2 and 22.6 metres, lifting capacity between 800kg and 2,100kg maximum. | Light Duty Twin Mast:System not exceeding 30m high; with platform length between 6.2 and 22.6 metres, lifting capacity between 800kg and 2,100kg maximum. | 6853.86
243005 | New | X | N | N | N | SC | LIGHT DUTY SINGLE MAST:PROVIDE 40M | Scaffolding | Mast Climbers | Mast Climbers - Light Duty | IT | 7538.31 | Light Duty Single Mast:System over 30m and not exceeding 40m high; with platform length between 2.4 and 6.8 metres, lifting capacity between 400kg and 1,000kg maximum. | Light Duty Single Mast:System over 30m and not exceeding 40m high; with platform length between 2.4 and 6.8 metres, lifting capacity between 400kg and 1,000kg maximum. | 7538.31
243007 | New | X | N | N | N | SC | LIGHT DUTY TWIN MAST:PROVIDE 40M | Scaffolding | Mast Climbers | Mast Climbers - Light Duty | IT | 8497.71 | Light Duty Twin Mast:System over 30m and not exceeding 40m high; with platform length between 6.2 and 22.6 metres, lifting capacity between 800kg and 2,100kg maximum. | Light Duty Twin Mast:System over 30m and not exceeding 40m high; with platform length between 6.2 and 22.6 metres, lifting capacity between 800kg and 2,100kg maximum. | 8497.71
243009 | New | X | N | N | N | SC | LIGHT DUTY SINGLE MAST:PROVIDE 50M | Scaffolding | Mast Climbers | Mast Climbers - Light Duty | IT | 8137.35 | Light Duty Single Mast:System over 40m and not exceeding 50m high; with platform length between 2.4 and 6.8 metres, lifting capacity between 400kg and 1,000kg maximum. | Light Duty Single Mast:System over 40m and not exceeding 50m high; with platform length between 2.4 and 6.8 metres, lifting capacity between 400kg and 1,000kg maximum. | 8137.35
243011 | New | X | N | N | N | SC | LIGHT DUTY TWIN MAST:PROVIDE 50M | Scaffolding | Mast Climbers | Mast Climbers - Light Duty | IT | 9184.5 | Light Duty Twin Mast:System over 40m and not exceeding 50m high; with platform length between 6.2 and 22.6 metres, lifting capacity between 800kg and 2,100kg maximum. | Light Duty Twin Mast:System over 40m and not exceeding 50m high; with platform length between 6.2 and 22.6 metres, lifting capacity between 800kg and 2,100kg maximum. | 9184.5
243013 | New | X | N | N | N | SC | LIGHT DUTY SINGLE MAST:PROVIDE 60M | Scaffolding | Mast Climbers | Mast Climbers - Light Duty | IT | 8634.6 | Light Duty Single Mast:System over 50m and not exceeding 60m high; with platform length between 2.4 and 6.8 metres, lifting capacity between 400kg and 1,000kg maximum. | Light Duty Single Mast:System over 50m and not exceeding 60m high; with platform length between 2.4 and 6.8 metres, lifting capacity between 400kg and 1,000kg maximum. | 8634.6
243015 | New | X | N | N | N | SC | LIGHT DUTY TWIN MAST:PROVIDE 60M | Scaffolding | Mast Climbers | Mast Climbers - Light Duty | IT | 9734.4 | Light Duty Twin Mast:System over 50m and not exceeding 60m high; with platform length between 6.2 and 22.6 metres, lifting capacity between 800kg and 2,100kg maximum. | Light Duty Twin Mast:System over 50m and not exceeding 60m high; with platform length between 6.2 and 22.6 metres, lifting capacity between 800kg and 2,100kg maximum. | 9734.4
243101 | New | X | N | N | N | SC | MEDIUM DUTY SINGLE MAST:PROVIDE 30M | Scaffolding | Mast Climbers | Mast Climbers - Medium Duty | IT | 6382.35 | Medium Duty Single Mast:System not exceeding 30m high; with platform length between 2.2 and 10.0 metres, lifting capacity between 400kg and 2,100kg maximum. | Medium Duty Single Mast:System not exceeding 30m high; with platform length between 2.2 and 10.0 metres, lifting capacity between 400kg and 2,100kg maximum. | 6382.35
243103 | New | X | N | N | N | SC | MEDIUM DUTY TWIN MAST:PROVIDE 30M | Scaffolding | Mast Climbers | Mast Climbers - Medium Duty | IT | 9020.7 | Medium Duty Twin Mast:System not exceeding 30m high; with platform length between 10.0 and 30.5 metres, lifting capacity between 625kg and 3,700kg maximum. | Medium Duty Twin Mast:System not exceeding 30m high; with platform length between 10.0 and 30.5 metres, lifting capacity between 625kg and 3,700kg maximum. | 9020.7
243105 | New | X | N | N | N | SC | MEDIUM DUTY SINGLE MAST:PROVIDE 40M | Scaffolding | Mast Climbers | Mast Climbers - Medium Duty | IT | 6797.7 | Medium Duty Single Mast:System over 30m and not exceeding 40m high; with platform length between 2.2 and 10.0 metres, lifting capacity between 400kg and 2,100kg maximum. | Medium Duty Single Mast:System over 30m and not exceeding 40m high; with platform length between 2.2 and 10.0 metres, lifting capacity between 400kg and 2,100kg maximum. | 6797.7
243107 | New | X | N | N | N | SC | MEDIUM DUTY TWIN MAST:PROVIDE 40M | Scaffolding | Mast Climbers | Mast Climbers - Medium Duty | IT | 9640.8 | Medium Duty Twin Mast:System over 30m and not exceeding 40m high; with platform length between 10.0 and 30.5 metres, lifting capacity between 625kg and 3,700kg maximum. | Medium Duty Twin Mast:System over 30m and not exceeding 40m high; with platform length between 10.0 and 30.5 metres, lifting capacity between 625kg and 3,700kg maximum. | 9640.8
243109 | New | X | N | N | N | SC | MEDIUM DUTY SINGLE MAST:PROVIDE 50M | Scaffolding | Mast Climbers | Mast Climbers - Medium Duty | IT | 7277.4 | Medium Duty Single Mast:System over 40m and not exceeding 50m high; with platform length between 2.2 and 10.0 metres, lifting capacity between 400kg and 2,100kg maximum. | Medium Duty Single Mast:System over 40m and not exceeding 50m high; with platform length between 2.2 and 10.0 metres, lifting capacity between 400kg and 2,100kg maximum. | 7277.4
243111 | New | X | N | N | N | SC | MEDIUM DUTY TWIN MAST:PROVIDE 50M | Scaffolding | Mast Climbers | Mast Climbers - Medium Duty | IT | 10255.05 | Medium Duty Twin Mast:System over 40m and not exceeding 50m high; with platform length between 10.0 and 30.5 metres, lifting capacity between 625kg and 3,700kg maximum. | Medium Duty Twin Mast:System over 40m and not exceeding 50m high; with platform length between 10.0 and 30.5 metres, lifting capacity between 625kg and 3,700kg maximum. | 10255.05
243113 | New | X | N | N | N | SC | MEDIUM DUTY SINGLE MAST:PROVIDE 60M | Scaffolding | Mast Climbers | Mast Climbers - Medium Duty | IT | 7686.9 | Medium Duty Single Mast:System over 50m and not exceeding 60m high; with platform length between 2.2 and 10.0 metres, lifting capacity between 400kg and 2,100kg maximum. | Medium Duty Single Mast:System over 50m and not exceeding 60m high; with platform length between 2.2 and 10.0 metres, lifting capacity between 400kg and 2,100kg maximum. | 7686.9
243115 | New | X | N | N | N | SC | MEDIUM DUTY TWIN MAST:PROVIDE 60M | Scaffolding | Mast Climbers | Mast Climbers - Medium Duty | IT | 10670.4 | Medium Duty Twin Mast:System over 50m and not exceeding 60m high; with platform length between 10.0 and 30.5 metres, lifting capacity between 625kg and 3,700kg maximum. | Medium Duty Twin Mast:System over 50m and not exceeding 60m high; with platform length between 10.0 and 30.5 metres, lifting capacity between 625kg and 3,700kg maximum. | 10670.4
243201 | New | X | N | N | N | SC | HEAVY DUTY SINGLE MAST:PROVIDE 30M | Scaffolding | Mast Climbers | Mast Climbers - Heavy Duty | IT | 7757.1 | Heavy Duty Single Mast:System not exceeding 30m high; with platform length between 3.2 and 13.6 metres, lifting capacity between 400kg and 2,100kg maximum. | Heavy Duty Single Mast:System not exceeding 30m high; with platform length between 3.2 and 13.6 metres, lifting capacity between 400kg and 2,100kg maximum. | 7757.1
243203 | New | X | N | N | N | SC | HEAVY DUTY TWIN MAST:PROVIDE 30M | Scaffolding | Mast Climbers | Mast Climbers - Heavy Duty | IT | 10401.3 | Heavy Duty Twin Mast:System not exceeding 30m high; with platform length between 13.8 and 37.8 metres, lifting capacity between 2,300kg and 5,000kg maximum. | Heavy Duty Twin Mast:System not exceeding 30m high; with platform length between 13.8 and 37.8 metres, lifting capacity between 2,300kg and 5,000kg maximum. | 10401.3
243205 | New | X | N | N | N | SC | HEAVY DUTY SINGLE MAST:PROVIDE 40M | Scaffolding | Mast Climbers | Mast Climbers - Heavy Duty | IT | 8166.6 | Heavy Duty Single Mast:System over 30m and not exceeding 40m high; with platform length between 3.2 and 13.6 metres, lifting capacity between 400kg and 2,100kg maximum. | Heavy Duty Single Mast:System over 30m and not exceeding 40m high; with platform length between 3.2 and 13.6 metres, lifting capacity between 400kg and 2,100kg maximum. | 8166.6
243207 | New | X | N | N | N | SC | HEAVY DUTY TWIN MAST:PROVIDE 40M | Scaffolding | Mast Climbers | Mast Climbers - Heavy Duty | IT | 10810.8 | Heavy Duty Twin Mast:System over 30m and not exceeding 40m high; with platform length between 13.8 and 37.8 metres, lifting capacity between 2,300kg and 5,000kg maximum. | Heavy Duty Twin Mast:System over 30m and not exceeding 40m high; with platform length between 13.8 and 37.8 metres, lifting capacity between 2,300kg and 5,000kg maximum. | 10810.8
243209 | New | X | N | N | N | SC | HEAVY DUTY SINGLE MAST:PROVIDE 50M | Scaffolding | Mast Climbers | Mast Climbers - Heavy Duty | IT | 8927.1 | Heavy Duty Single Mast:System over 40m and not exceeding 50m high; with platform length between 3.2 and 13.6 metres, lifting capacity between 400kg and 2,100kg maximum. | Heavy Duty Single Mast:System over 40m and not exceeding 50m high; with platform length between 3.2 and 13.6 metres, lifting capacity between 400kg and 2,100kg maximum. | 8927.1
243211 | New | X | N | N | N | SC | HEAVY DUTY TWIN MAST:PROVIDE 50M | Scaffolding | Mast Climbers | Mast Climbers - Heavy Duty | IT | 11910.6 | Heavy Duty Twin Mast:System over 40m and not exceeding 50m high; with platform length between 13.8 and 37.8 metres, lifting capacity between 2,300kg and 5,000kg maximum. | Heavy Duty Twin Mast:System over 40m and not exceeding 50m high; with platform length between 13.8 and 37.8 metres, lifting capacity between 2,300kg and 5,000kg maximum. | 11910.6
243213 | New | X | N | N | N | SC | HEAVY DUTY SINGLE MAST:PROVIDE 60M | Scaffolding | Mast Climbers | Mast Climbers - Heavy Duty | IT | 9471.15 | Heavy Duty Single Mast:System over 50m and not exceeding 60m high; with platform length between 3.2 and 13.6 metres, lifting capacity between 400kg and 2,100kg maximum. | Heavy Duty Single Mast:System over 50m and not exceeding 60m high; with platform length between 3.2 and 13.6 metres, lifting capacity between 400kg and 2,100kg maximum. | 9471.15
243215 | New | X | N | N | N | SC | HEAVY DUTY TWIN MAST:PROVIDE 60M | Scaffolding | Mast Climbers | Mast Climbers - Heavy Duty | IT | 12454.65 | Heavy Duty Twin Mast:System over 50m and not exceeding 60m high; with platform length between 13.8 and 37.8 metres, lifting capacity between 2,300kg and 5,000kg maximum. | Heavy Duty Twin Mast:System over 50m and not exceeding 60m high; with platform length between 13.8 and 37.8 metres, lifting capacity between 2,300kg and 5,000kg maximum. | 12454.65
243301 | New | X | N | N | N | SC | ACCESS CRADLE:PROVIDE | Scaffolding | Access Cradles | Access Cradles | IT | 3431.025 | Access Cradle:Provide, erect, maintain for a period ne 1 week, dismantle electrically powered with winch operation suspended working platform, to BS 5974:2017, all rigging and cradles, etc., | Access Cradle:Provide, erect, maintain for a period not exceeding 1 week, electrically powered with winch operation suspended working platform, complying with BS 5974:2017 or European equivalent, including all rigging and cradles, electrical supplies, protection against lightning strike etc., dismantle on completion. | 3431.025
243351 | New | X | N | N | N | SC | ACCESS CRADLE:MOVE POSITION | Scaffolding | Access Cradles | Access Cradles | IT | 212.355 | Access Cradle:Move cradle to new location on different elevation at any distance as directed by the Client’s Representative, temporarily dismantle and re-erect as necessary. | Access Cradle:Move cradle to new location on different elevation at any distance as directed by the Client’s Representative, temporarily dismantle and re-erect as necessary. | 212.355
301103 |  | R | N | Y | N | JR | JOIST:RENEW NE 100MM DEEP TO FLOOR | Carpentry and Joinery | Floors, Roofs and Partitions | Floors | LM | 15.3301 | Joist:Renew softwood floor joist ne 100mm deep to match existing, clear away existing, fix with all packings, cleats, hangers, noggins, solid strutting etc., cut out and make good brickwork. | Joist:Renew with pressure impregnated sawn softwood floor joist ne 100mm deep to match existing, cut out and clear away existing, cut new joist to length and fix including all packings, cleats, hangers, noggins, solid strutting etc., apply preservative to cut ends and cut out and make good brickwork as necessary and remove waste and debris. | 15.3301
301105 |  | R | N | Y | N | JR | JOIST:RENEW SECTION NE 225MM DEEP TO FLOOR | Carpentry and Joinery | Floors, Roofs and Partitions | Floors | IT | 42.7369 | Joist:Renew section with treated sawn softwood floor joist ne 225mm deep to match existing, ne 1.00m long bolted to existing joists, all hangers,packings, cleats, preservative to cut ends, make good. | Joist:Renew section with pressure impregnated sawn softwood floor joist ne 225mm deep to match existing and ne 1.00m long, including all hangers, packings, cleats, apply preservative to cut ends and cut out and make good brickwork, drill and bolt new section to existing joists. | 42.7369
301107 |  | R | N | Y | N | JR | JOIST:RENEW NE 225MM DEEP TO FLOOR | Carpentry and Joinery | Floors, Roofs and Partitions | Floors | LM | 28.4595 | Joist:Renew softwood floor joist ne 225mm deep to match existing, clear away existing, fix with all packings, cleats, hangers, noggins, solid strutting etc., cut out and make good brickwork. | Joist:Renew with pressure impregnated sawn softwood floor joist or trimmer joist ne 225mm deep to match existing cut out and clear away existing, cut new joist to length and fix including all packings, cleats, hangers, noggins, solid strutting etc., apply preservative to cut ends and cut out and make good brickwork as necessary and remove waste and debris. | 28.4595
301109 |  | R | N | Y | N | JR | JOIST:LEVEL JOIST WITH PACKINGS | Carpentry and Joinery | Floors, Roofs and Partitions | Floors | NO | 43.1542 | Joist:Level joist by inserting packings including take up, refix floorboards, make good any finishes remove, refix any furniture, carpets (msd per joist) (not to be claimed with joist renewal). | Joist:Level joist by inserting packings including take up floorboards and refix, make good any finishes disturbed, remove and refix any carpets and furniture (measured per joist), (not to be claimed in conjunction with joist renewal). | 43.1542
301122 |  | R | N | Y | N | JR | FLOOR:STRIP OUT FLOOR AND SLEEPERS | Carpentry and Joinery | Floors, Roofs and Partitions | Floors | SM | 26.0367 | Floor:Strip out defective timber floor complete with any redundant service installation attached or passing through floor, demolish sleeper walls down to sub-floor level, make good, remove spoil. | Floor:Strip out defective timber floor complete with any redundant service installation attached or passing through floor, demolish sleeper walls down to sub-floor level, make good all works disturbed, remove waste and debris and prepare to receive new solid floor (new floor measured separately). | 26.0367
301123 |  | R | N | Y | N | JR | FLOOR:RENEW GROUND FLOOR COMPLETE | Carpentry and Joinery | Floors, Roofs and Partitions | Floors | SM | 201.9934 | Floor:Strip out existing floor and sleeper walls, remove void debris, build sleeper walls, softwood floor with 22mm floorboards, ne 50x125mm joists, ne 50x100mm wall plates, DPC, remove spoil. | Floor:Strip out existing floor and sleeper walls, remove void debris, construct half brick sleeper walls in cement mortar (1:3) on concrete foundation including excavation and disposal and lay new softwood floor comprising 22mm square edge boards ne 50x125mm joists and ne 50x100mm wall plates including damp proof course, all in pretreated timber and remove waste and debris. | 201.9934
301125 |  | R | N | Y | N | JR | FLOOR:RENEW SOFTWOOD FLOOR COMPLETE | Carpentry and Joinery | Floors, Roofs and Partitions | Floors | SM | 110.6687 | Floor:Renew softwood floor comprising 22mm floor boards, ne 50x125mm joists, ne 50x100mm wall plates, DPC, galvanised joist hangers, cut in and primed, remove spoil. | Floor:Renew softwood floor comprising 22mm square edge boards, ne 50x125mm joists and ne 50x100mm wall plates including damp proof course, all in pretreated timber, complete with galvanised joist hangers, cut and primed in and remove waste and debris. | 110.6687
301127 |  | R | N | Y | N | JR | FLOOR:RENEW SOFTWOOD UPPER FLOOR COMPLETE | Carpentry and Joinery | Floors, Roofs and Partitions | Floors | SM | 115.8818 | Floor:Renew softwood upper floor comprising 22mm floorboards, ne 50x175mm joists, and ne 50100mm wall plates, DPC, 25x50mm strutting, galvanised joist hangers, cut in and primed, remove spoil. | Floor:Renew softwood upper floor comprising 22mm square edge boards ne 50x175mm joists and ne 50x100mm wall plates including damp proof course, 25x50mm strutting, all in pretreated timber, complete with galvanised joist hangers, cut and primed in, including trimming to openings and remove waste and debris. | 115.8818
301129 |  | R | N | Y | N | JR | FLOOR:CONSTRUCT SOFTWOOD FLOOR | Carpentry and Joinery | Floors, Roofs and Partitions | Floors | SM | 91.2128 | Floor:Construct softwood floor comprising 22mm floorboards, ne 50x125mm joists and ne 50x100mm wall plates, DPC, galvanised joist hangers, cut and primed in, remove spoil. | Floor:Construct softwood floor comprising 22mm square edge boards, ne 50x125mm joists and ne 50x100mm wall plates including damp proof course, in pretreated timber, complete with galvanised joist hangers, cut and primed in and remove waste and debris. | 91.2128
301131 |  | R | N | Y | N | JR | FLOOR:CONSTRUCT SOFTWOOD UPPER FLOOR | Carpentry and Joinery | Floors, Roofs and Partitions | Floors | SM | 96.4257 | Floor:Construct softwood upper floor comprising 22mm floor boards, ne 50x175mm joists and ne 50x100mm wall plates, DPC, 25x50mm strutting, trimming openings, joists hangers, remove spoil. | Floor:Construct softwood upper floor comprising 22mm square edge boards, ne 50x175mm joists and ne 50x100mm wall plates including damp proof course, 25x50mm strutting, all in pretreated timber, including trimming to openings in pretreated timber, complete with galvanised joists hangers, cut and primed in and remove waste and debris. | 96.4257
301201 |  | R | N | N | N | JR | FLOOR:STRIP OUT TIMBER FLOOR | Specialist Treatments | Fungus and Beetle Eradication and DPC Works | Floor Renewals | SM | 18.3433 | Floor:Strip out defective timber floor complete with any redundant service installation attached or passing through floor in conjunction with DPC wall treatment and remove waste and debris. | Floor:Strip out defective timber floor complete with any redundant service installation attached or passing through floor in conjunction with damp proof course wall treatment and remove waste and debris. | 18.3433
301203 |  | R | N | N | N | JR | FLOOR:CLEAR ALL DEBRIS FROM VOID | Specialist Treatments | Fungus and Beetle Eradication and DPC Works | Floor Renewals | CM | 55.0303 | Floor:Clear all existing debris from under floor void in conjunction with DPC wall treatment and remove waste and debris. | Floor:Clear all existing debris from under floor void in conjunction with damp proof course wall treatment and remove waste and debris. | 55.0303
301205 |  | R | N | N | N | JR | FLOOR:CUT BACK END ROTTED JOISTS NE 150MM | Specialist Treatments | Fungus and Beetle Eradication and DPC Works | Floor Renewals | NO | 10.5379 | Floor:Remove remnants of any joists ne 150mm deep and other timber from walls and brick up any pockets remaining and remove waste and debris. | Floor:Remove remnants of any joists ne 150mm deep and other timber from walls and brick up any pockets remaining and remove waste and debris. | 10.5379
301207 |  | R | N | N | N | JR | FLOOR:CUT BACK END ROTTED JOISTS NE 300MM | Specialist Treatments | Fungus and Beetle Eradication and DPC Works | Floor Renewals | NO | 14.4874 | Floor:Remove remnants of any joists and other timbers over 150 and ne 300mm deep from walls and brick up any pockets remaining and remove waste and debris. | Floor:Remove remnants of any joists and other timbers over 150 and ne 300mm deep from walls and brick up any pockets remaining and remove waste and debris. | 14.4874
301301 |  | R | N | Y | N | JR | PARTITION:ERECT TIMBER STUD AND PLASTERBOARD BF | Carpentry and Joinery | Floors, Roofs and Partitions | Wall or Partitions | SM | 100.3171 | Partition:Erect or renew stud partition comprising ne 50x100mm members fixed to walls, pack out, scribe, 12.5mm taper edged plasterboard scrim jointed and all labours to both faces. | Partition:Supply and erect or renew stud partition comprising ne 50x100mm sole and head plate, noggins and studs and any additional support timber as necessary for fixing of sanitary appliances, kitchen etc., fixed with nails or plugged and screwed to walls, pack out and scribe, 12.5mm taper edged plasterboard scrim jointed and all labours to both faces. | 100.3171
301303 |  | R | N | Y | N | JR | PARTITION:ERECT TIMBER STUD PLASTERBOARD SKIM BF | Carpentry and Joinery | Floors, Roofs and Partitions | Wall or Partitions | SM | 108.9962 | Partition:Erect or renew stud partition comprising ne 50x100mm members fixed to walls, pack out and scribe, 12.5mm butt jointed plasterboard and 3mm plaster skim coat and all labours to both faces. | Partition:Supply and erect or renew stud partition comprising ne 50x100mm sole and head plate, noggins and studs and any additional support timber as necessary for fixing of sanitary appliances, kitchen etc., fixed with nails or plugged and screwed to walls, pack out and scribe, 12.5mm butt jointed plasterboard and 3mm plaster skim coat and all labours to both faces. | 108.9962
301305 |  | R | N | Y | N | JR | PARTITION:INSTALL INSULATION INFILL NE 100MM | Carpentry and Joinery | Floors, Roofs and Partitions | Wall or Partitions | SM | 5.5758 | Partition:Supply and install insulation infill ne 100mm thick to stud partition. | Partition:Supply and install insulation infill ne 100mm thick to stud partition. | 5.5758
301307 |  | R | N | Y | N | JR | PARTITION:INSTALL SOUND INFILL 75M | Carpentry and Joinery | Floors, Roofs and Partitions | Wall or Partitions | SM | 21.1028 | Partition:Supply and install sound insulation infill 75mm thick to stud partition. | Partition:Supply and install sound insulation infill 75mm thick to stud partition. | 21.1028
301311 |  | R | N | Y | N | JR | PARTITION:ERECT METAL STUD AND PLASTERBOARD BF | Carpentry and Joinery | Floors, Roofs and Partitions | Wall or Partitions | SM | 62.1901 | Partition:Supply and erect or renew proprietary metal stud partition, sole, head plate, noggins, studs, 12.5mm taper edged plasterboard scrim jointed, all labours to both faces, remove waste/debris. | Partition:Supply and erect or renew proprietary metal stud partition comprising sole and head plate, noggins and studs and any additional support members as necessary for fixing of sanitary appliances, kitchen etc., fixed with nails or plugged and screwed to walls, pack out and scribe, 12.5mm taper edged plasterboard scrim jointed and all labours to both faces. | 62.1901
301313 |  | R | N | Y | N | JR | PARTITION:METAL STUD PLASTERBOARD SKIM BF | Carpentry and Joinery | Floors, Roofs and Partitions | Wall or Partitions | SM | 70.9861 | Partition:Erect or renew proprietary metal stud system fixed to walls, 12.5mm plasterboard and 3mm plaster skim coat and all labours to both faces. | Partition:Supply and erect or renew proprietary metal stud partition comprising sole and head plate, noggins and studs and any additional support members as necessary for fixing of sanitary appliances, kitchen etc., fixed with nails or plugged and screwed to walls, pack out and scribe, 12.5mm butt jointed plasterboard and 3mm plaster skim coat and all labours to both faces. | 70.9861
301315 |  | R | N | Y | N | JR | PARTITION:FILL IN OPENING IN TIMBER STUDDING | Carpentry and Joinery | Floors, Roofs and Partitions | Wall or Partitions | SM | 115.3998 | Partition:Fill in existing opening in stud partition with ne 50x100mm members fixed to walls, pack out, scribe, 12.5mm taper edged plasterboard scrim jointed, labours, skirting to both faces. | Partition:Fill in existing opening in stud partition with ne 50x100mm sole and head plate, noggins and studs fixed with nails or plugged and screwed to walls, pack out and scribe, 12.5mm taper edged plasterboard scrim jointed and all labours and provide skirting to match existing to both faces. | 115.3998
301317 |  | R | N | Y | N | JR | PARTITION:FORM OPENING IN TIMBER STUDDING | Carpentry and Joinery | Floors, Roofs and Partitions | Wall or Partitions | IT | 142.227 | Partition:Cut or form opening in plastered stud partition, frame up opening with 50x100mm members fixed to walls, make good plasterboard, 3mm skim coat, extend flooring make good, remove spoil. | Partition:Cut and form opening in existing stud partition plastered both sides, frame up opening with 50x100mm head plate, noggins and studs fixed with nails or plugged and screwed to walls, pack out and scribe, make good plasterboard and 3mm plaster skim coat, extend flooring through opening on bearers, make good all works disturbed and remove waste and debris. | 142.227
301319 |  | R | N | Y | N | JR | PARTITION:EXTEND OPENING IN TIMBER STUDDING | Carpentry and Joinery | Floors, Roofs and Partitions | Wall or Partitions | IT | 62.7751 | Partition:Take out existing door lining, cut, form extended opening ne 1.00sm in existing stud partition plastered both sides, additional stud members, make good, remove waste and debris. | Partition:Take out existing door lining, cut and form extended opening ne 1.00sm in existing stud partition plastered both sides, square up opening jambs and head with 50x100mm sawn softwood, make good plasterboard and 3mm plaster skim coat, extend flooring through opening on bearers, make good all works disturbed and remove waste and debris. | 62.7751
301321 |  | R | N | Y | N | JR | PARTITION:DEMOLISH | Carpentry and Joinery | Floors, Roofs and Partitions | Wall or Partitions | SM | 21.2332 | Partition:Demolish existing softwood framed, plasterboard or other sheet finishing to both sides partition, disconnect electrical works, disconnect sanitary fittings etc, make good, remove debris. | Partition:Demolish existing softwood framed, plasterboard or other sheet finishing to both sides partition, disconnect any electrical cabling, switches, sockets in partition, disconnect any sanitary fittings etc. attached to partition, make good all finishes disturbed, remove waste and debris. | 21.2332
301401 |  | R | N | Y | N | JR | LARDER:REMOVE AND REFIX INSITU LARDER | Specialist Treatments | Fungus and Beetle Eradication and DPC Works | Wall or Partition Renewals | IT | 61.4389 | Larder:Remove, set aside, store and later refix built insitu, studded larder or storage unit in conjunction with specialist treatment, reinstate unit, make good. | Larder:Remove, set aside, store and later refix built insitu, studded larder or storage unit in conjunction with specialist treatment, reinstate entire unit including make good any damage caused whilst dismantling and remove waste and debris. | 61.4389
301403 |  | R | N | Y | N | JR | WALL:RENEW NON LOAD PARTITION | Specialist Treatments | Fungus and Beetle Eradication and DPC Works | Wall or Partition Renewals | SM | 125.4843 | Wall:Renew any non structural partition with softwood studding skim coated 12.5m plasterboard both sides, and skirting, refix any fittings, make good, in conjunction with specialist treatment. | Wall:Renew any non structural partition with softwood studding faced both sides with skim coated 12.5m plasterboard and skirting, refix any fittings, make good to adjacent surfaces, all in conjunction with specialist treatment and remove waste and debris. | 125.4843
303001 |  | R | N | Y | N | JR | FASCIA:RENEW IN SOFTWOOD NE 300MM | Carpentry and Joinery | Fascia, Soffit and Bargeboards | Fascias, Soffit and Bargeboards - Timber | LM | 68.3316 | Fascia/Barge:Renew fascia or barge with treated softwood, ne 300mm wide, fixed to roof timbers, remove, refix rainwater goods and any cabling, adjust roof tiles and felt, decorate. | Fascia/Barge:Renew fascia or barge with preservative treated softwood, ne 300mm wide, fixed to roof timbers, apply preservative to cut ends, including for any shaping to junction with bargeboard, remove and refix rainwater goods and any cabling, adjust roof tiles and felt, renewal of any support battens and all mitred joints and decorate to match existing and remove waste and debris. | 68.3316
303003 |  | R | N | Y | N | JR | FASCIA:RENEW IN WBP PLYWOOD NE 300MM | Carpentry and Joinery | Fascia, Soffit and Bargeboards | Fascias, Soffit and Bargeboards - Timber | LM | 71.561 | Fascia/Barge:Renew fascia or barge with WPB plywood, ne 300mm wide, fixed to roof timbers, remove, refix rainwater goods and any cabling, adjust roof tiles and felt, decorate. | Fascia/Barge:Renew fascia or barge with WPB external quality plywood, ne 300mm wide fixed to roof timbers, apply preservative to cut ends, including for any shaping to junction with bargeboard remove and refix rainwater goods and any cabling, adjust roof tiles and felt, renewal of any support battens and all mitred joints and decorate to match existing and remove waste and debris. | 71.561
303005 |  | R | N | Y | N | JR | FASCIA:RENEW IN PVCU NE 300MM | Carpentry and Joinery | Fascia, Soffit and Bargeboards | Fascias, Soffits and Bargeboards - PVCu | LM | 56.9234 | Fascia/Barge:Renew fascia or bargeboard with proprietary PVCu board ne 300mm wide fixed to roof timbers, remove, refix rainwater goods and any cabling, adjust roof tiles and felt. | Fascia/Barge:Renew fascia or bargeboard with proprietary PVCu board ne 300mm wide fixed to roof timbers, remove and refix rainwater goods and any cabling, remove existing board, adjust roof tiles and felt, renewal of any support battens and all joints, including all cutting and packing to ensure line and level and remove waste and debris. | 56.9234
303006 |  | R | N | Y | N | JR | SOFFIT:RENEW IN SOFTWOOD NE 300MM | Carpentry and Joinery | Fascia, Soffit and Bargeboards | Fascias, Soffit and Bargeboards - Timber | LM | 53.8811 | Soffit:Renew soffit board with treated softwood ne 300mm wide including renew noggins as necessary fixed to roof timbers and refix cables and decorate to match existing and remove waste and debris. | Soffit:Renew soffit board with treated softwood ne 300mm wide including renew noggins as necessary fixed to roof timbers and refix cables and decorate to match existing and remove waste and debris. | 53.8811
303007 |  | R | N | Y | N | JR | SOFFIT:RENEW IN SOFTWOOD NE 450MM | Carpentry and Joinery | Fascia, Soffit and Bargeboards | Fascias, Soffit and Bargeboards - Timber | LM | 68.6353 | Soffit:Renew soffit board with treated softwood ne 450mm wide including renew noggins as necessary fixed to roof timbers and refix cables and decorate to match existing. | Soffit:Renew soffit board with treated softwood over 300mm and ne 450mm wide including renew noggins as necessary fixed to roof timbers and refix cables and decorate to match existing and remove waste and debris. | 68.6353
303008 |  | R | N | Y | N | JR | SOFFIT:RENEW IN PLYWOOD NE 300MM | Carpentry and Joinery | Fascia, Soffit and Bargeboards | Fascias, Soffit and Bargeboards - Timber | LM | 57.5669 | Soffit:Renew soffit board with WPB plywood ne 300mm wide including renew noggins as necessary fixed to roof timbers and refix cables and decorate to match existing and remove waste and debris. | Soffit:Renew soffit board with WPB plywood ne 300mm wide including renew noggins as necessary fixed to roof timbers and refix cables and decorate to match existing and remove waste and debris. | 57.5669
303009 |  | R | N | Y | N | JR | SOFFIT:RENEW IN PLYWOOD NE 450MM | Carpentry and Joinery | Fascia, Soffit and Bargeboards | Fascias, Soffit and Bargeboards - Timber | LM | 71.7948 | Soffit:Renew soffit board with WPB plywood ne 450mm wide including renew noggins as necessary fixed to roof timbers and refix cables and prepare for redecoration, and remove waste and debris. | Soffit:Renew soffit board with WPB plywood over 300mm and ne 450mm wide including renew noggins as necessary fixed to roof timbers and refix cables and decorate to match existing and remove waste and debris. | 71.7948
303010 |  | R | N | Y | N | JR | SOFFIT:RENEW IN MASTERBOARD NE 300MM | Carpentry and Joinery | Fascia, Soffit and Bargeboards | Fascias, Soffit and Bargeboards - Timber | LM | 76.8836 | Soffit:Renew soffit board with Masterboard ne 300mm wide including renew noggins as necessary fixed to roof timbers and refix cables and decorate to match existing and remove waste and debris. | Soffit:Renew soffit board with Masterboard ne 300mm wide including renew noggins as necessary fixed to roof timbers and refix cables and decorate to match existing and remove waste and debris. | 76.8836
303011 |  | R | N | Y | N | JR | SOFFIT:RENEW IN MASTERBOARD NE 450MM | Carpentry and Joinery | Fascia, Soffit and Bargeboards | Fascias, Soffit and Bargeboards - Timber | LM | 101.9222 | Soffit:Renew soffit board with Masterboard ne 450mm wide including renew noggins as necessary fixed to roof timbers and refix cables and decorate to match existing. | Soffit:Renew soffit board with Masterboard over 300mm and ne 450mm wide including renew noggins as necessary fixed to roof timbers and refix cables and decorate to match existing and remove waste and debris. | 101.9222
303012 |  | R | N | Y | N | JR | SOFFIT:RENEW IN PVCU NE 150MM | Carpentry and Joinery | Fascia, Soffit and Bargeboards | Fascias, Soffits and Bargeboards - PVCu | LM | 32.0364 | Soffit:Renew soffit board with PVCu board ne 150mm wide including remove existing, renew noggins as necessary and fix new board to roof timbers and refix cables and remove waste and debris. | Soffit:Renew soffit board with PVCu board ne 150mm wide including remove existing, renew noggins as necessary and fix new board to roof timbers and refix cables and remove waste and debris. | 32.0364
303013 |  | R | N | Y | N | JR | SOFFIT:RENEW IN PVCU NE 450MM | Carpentry and Joinery | Fascia, Soffit and Bargeboards | Fascias, Soffits and Bargeboards - PVCu | LM | 50.7101 | Soffit:Renew soffit board with PVCu board ne 450mm wide including remove existing, renew noggins as necessary and fix new board to roof timbers and refix cables and remove waste and debris. | Soffit:Renew soffit board with PVCu board over 300mm and ne 450mm wide including remove existing, renew noggins as necessary and fix new board to roof timbers and refix cables and remove waste and debris. | 50.7101
303014 |  | R | N | Y | N | JR | SOFFIT:RENEW IN PVCU NE 300MM | Carpentry and Joinery | Fascia, Soffit and Bargeboards | Fascias, Soffits and Bargeboards - PVCu | LM | 41.2913 | Soffit:Renew soffit board with PVCu board over 150mm ne 300mm wide including remove existing, renew noggins as necessary and fix new board to roof timbers and refix cables and remove waste and debris. | Soffit:Renew soffit board with PVCu board over 150mm and ne 300mm wide including remove existing, renew noggins as necessary and fix new board to roof timbers and refix cables and remove waste and debris. | 41.2913
303015 |  | U | N | N | Y | JR | FASCIA/SOFFIT/BARGE:REFIX | Carpentry and Joinery | Fascia, Soffit and Bargeboards | Fascias, Soffit and Bargeboards - Timber | LM | 55.3796 | Fascia/Soffit/Barge:Refix any size fascia, soffit or bargeboard to existing roof timbers including remove, refix rainwater goods, cabling, renewal of support battens, all cutting, packing, make good. | Fascia/Soffit/Barge:Refix any size fascia, soffit or bargeboard to existing roof timbers including remove and refix rainwater goods and cabling as necessary, renewal of support battens, all cutting and packing and make good decorations. | 55.3796
303016 |  | R | N | Y | N | JR | SOFFIT:PROVIDE PVCU VENT STRIP | Carpentry and Joinery | Fascia, Soffit and Bargeboards | Fascias, Soffits and Bargeboards - PVCu | LM | 15.2457 | Soffit:Supply and install PVCu ventilation strip to eaves soffit in conjunction with soffit renewal, remove waste and debris. | Soffit:Supply and install PVCu ventilation strip to eaves soffit in conjunction with soffit renewal, remove waste and debris. | 15.2457
303017 |  | R | N | Y | N | JR | BOXED END:RENEW TO FASCIA AND SOFFIT | Carpentry and Joinery | Fascia, Soffit and Bargeboards | Fascias, Soffit and Bargeboards - Timber | NO | 89.8252 | Boxed End:Renew boxed end to fascia and soffit including renew timber supports, new WPB plywood soffit, fascia etc, all cutting shaping, jointing to existing fascias, soffits etc, decorate. | Boxed End:Renew boxed end to fascia and soffit including renewing as required timber supports, new WPB plywood soffit, fascia etc. and all cutting and shaping and jointing to existing fascias, soffits etc., and decorate to match existing and remove waste and debris. | 89.8252
303019 |  | R | N | Y | N | JR | BOXED END:RENEW IN PVCU TO FASCIA AND SOFFIT | Carpentry and Joinery | Fascia, Soffit and Bargeboards | Fascias, Soffits and Bargeboards - PVCu | NO | 87.5671 | Boxed End:Renew boxed end to fascia and soffit including renew timber supports with proprietary PVCu board soffit, fascia etc, all cutting and shaping, jointing to existing fascias, soffits. | Boxed End:Renew boxed end to fascia and soffit including renewing as required timber supports, new proprietary PVCu board soffit, fascia etc. and all cutting and shaping and jointing to existing fascias, soffits etc. and remove waste and debris. | 87.5671
303101 |  | R | N | Y | N | JR | GUTTER:RENEW NE 150X100MM TIMBER | Carpentry and Joinery | Rainwater Gutters - Timber | Rainwater Gutters - Timber | LM | 69.8274 | Gutter:Renew in ne 150x100mm moulded timber gutter including support brackets fixed to fascia, all cutting, make joints, line, level and connections to existing guttering. | Gutter:Renew in ne 150x100mm moulded timber gutter including support brackets fixed to fascia, all cutting, make joints, line, level and connections to existing guttering and remove waste and debris. | 69.8274
303102 |  | U | N | N | Y | JR | GUTTER:REALIGN TIMBER GUTTER | Carpentry and Joinery | Rainwater Gutters - Timber | Rainwater Gutters - Timber | LM | 30.5929 | Gutter:Take down any timber gutter, remove and refix brackets to fascia and refix gutter to brackets including all angles, outlets, stop ends and remake all joints and remove waste and debris. | Gutter:Take down any timber gutter, remove and refix brackets to fascia and refix gutter to brackets including all angles, outlets, stop ends and remake all joints and remove waste and debris. | 30.5929
303103 |  | R | N | Y | N | JR | GUTTER:FORM STOP END | Carpentry and Joinery | Rainwater Gutters - Timber | Rainwater Gutters - Timber | NO | 24.5223 | Gutter:Form stop end to timber gutter. | Gutter:Form stop end to timber gutter. | 24.5223
303104 |  | R | N | Y | N | JR | GUTTER:FORM OUTLET | Carpentry and Joinery | Rainwater Gutters - Timber | Rainwater Gutters - Timber | NO | 82.6681 | Gutter:Cut hole in timber gutter, form outlet and fix nozzle/spitter. | Gutter:Cut hole in timber gutter, form outlet and fix nozzle spitter. | 82.6681
303105 |  | U | N | N | Y | JR | GUTTER:RENEW CAST IRON BRACKET TO TIMBER GUTTER | Carpentry and Joinery | Rainwater Gutters - Timber | Rainwater Gutters - Timber | NO | 44.2632 | Gutter:Renew cast iron bracket of any profile including remaking joints and line and level and remove waste and debris. | Gutter:Renew cast iron bracket of any profile including remaking joints and line and level and remove waste and debris. | 44.2632
303106 |  | U | N | N | Y | JR | GUTTER:RENEW TIMBER BRACKET | Carpentry and Joinery | Rainwater Gutters - Timber | Rainwater Gutters - Timber | NO | 27.8751 | Gutter:Renew timber bracket of any profile including remaking joints and line and level and remove waste and debris. | Gutter:Renew timber bracket of any profile including remaking joints and line and level and remove waste and debris. | 27.8751
305101 |  | R | N | N | N | JR | FLOORING:RENEW IN 19MM PLYWOOD | Carpentry and Joinery | Flooring | Flooring - Rigid Sheet - WPB Plywood | SM | 59.5651 | Flooring:Renew any flooring with 19mm WBP plywood including denail joists, clear debris, punch in nails, level to existing and make good including additional noggins and support battens as necessary. | Flooring:Renew any flooring with 19mm WBP plywood including denail joists, remove waste and debris, punch in nails, level to existing and make good including additional noggins and support battens as required. | 59.5651
305103 |  | R | N | N | N | JR | FLOORING:RENEW IN 6MM PLYWOOD | Carpentry and Joinery | Flooring | Flooring - Rigid Sheet - WPB Plywood | SM | 31.5774 | Flooring:Renew any flooring with 6mm WBP plywood including denail joists, clear debris, punch in nails, level to existing and make good including additional noggins and support battens as necessary. | Flooring:Renew any flooring with 6mm WBP plywood including denail joists, remove waste and debris, punch in nails, level to existing and make good including additional noggins and support battens as required. | 31.5774
305105 |  | R | N | N | N | JR | FLOORING:SUPPLY AND LAY 4MM PLYWOOD | Carpentry and Joinery | Flooring | Flooring - Rigid Sheet - WPB Plywood | SM | 32.8995 | Flooring:Supply and lay 4mm WBP plywood nailed to existing floorboard at 150mm centres with wired nails and level as necessary. | Flooring:Supply and lay 4mm WBP plywood nailed to existing floorboard at 150mm centres with wired nails and level as necessary. | 32.8995
305107 | New | R | N | N | N | JR | FLOORING:RENEW IN 12MM PLYWOOD | Carpentry and Joinery | Flooring | Flooring - Rigid Sheet - WPB Plywood | SM | 47.4374 | Flooring:Renew any flooring with 12mm WBP plywood including denail joists, clear debris, punch in nails, level to existing and make good including additional noggins and support battens as necessary. | Flooring:Renew any flooring with 12mm WBP plywood including denail joists, remove waste and debris, punch in nails, level to existing and make good including additional noggins and support battens as required. | 47.4374
305301 |  | R | N | N | N | JR | FLOORING:RENEW IN 19MM CHIPBOARD | Carpentry and Joinery | Flooring | Flooring - Rigid Sheet - Flooring Grade Chipboard | SM | 38.8912 | Flooring:Renew any flooring with 19mm flooring grade V313 waterproof chipboard, denail joists, remove spoil, punch in nails, level to existing, make good, additional noggins/support battens. | Flooring:Renew any flooring with 19mm flooring grade V313 waterproof chipboard including denail joists, remove waste and debris, punch in nails, level to existing and make good including additional noggins and support battens as necessary. | 38.8912
305303 |  | R | N | N | N | JR | FLOORING:RENEW IN INSULATED CHIPBOARD | Carpentry and Joinery | Flooring | Flooring - Rigid Sheet - Flooring Grade Chipboard | SM | 48.3214 | Flooring:Renew any flooring with flooring grade V313 waterproof insulating chipboard, denail joists, remove spoil, punch in nails, level to existing, make good, additional noggins/battens. | Flooring:Renew any flooring with flooring grade V313 waterproof insulating chipboard including denail joists, remove waste and debris, punch in nails and level to existing and make good including additional noggins and support battens necessary. | 48.3214
305501 |  | R | N | N | N | JR | FLOORING:SUPPLY AND LAY 3.2MM HARDBOARD | Carpentry and Joinery | Flooring | Flooring - Rigid Sheet - Hardboard | SM | 12.1291 | Flooring:Supply and lay 3.2mm flooring grade hardboard nailed to existing floorboard at 150mm centres with wired nails and level as necessary. | Flooring:Supply and lay 3.2mm flooring grade hardboard nailed to existing floorboard at 150mm centres with wired nails and level as necessary. | 12.1291
305503 |  | R | N | N | N | JR | FLOORING:SUPPLY AND LAY 4MM HARDBOARD | Carpentry and Joinery | Flooring | Flooring - Rigid Sheet - Hardboard | SM | 12.7141 | Flooring:Supply and lay 4mm flooring grade hardboard nailed to existing floorboard at 150mm centres with wired nails and level as necessary, remove waste and debris. | Flooring:Supply and lay 4mm flooring grade hardboard nailed to existing floorboard at 150mm centres with wired nails and level as necessary, remove waste and debris. | 12.7141
305701 |  | U | Y | N | Y | JR | FLOORBOARD:RENEW ANY TYPE NE 1.0SM | Carpentry and Joinery | Flooring | Flooring - Timber Board | IT | 62.8336 | Floorboard:Renew to match existing flooring with 19mm T and G or square edged flooring in area ne 1.00sm, denail joists, punch in nails, level to existing, extra noggins, make good, remove debris. | Floorboard:Renew to match existing any flooring with 19mm tongued and grooved or square edged flooring in patch ne 1.00sm, including denail joists, remove waste and debris, punch in nails, level to existing and make good including any extra support noggins required. | 62.8336
305702 |  | U | N | N | Y | JR | FLOORBOARD:RENEW SINGLE | Carpentry and Joinery | Flooring | Flooring - Timber Board | LM | 9.6425 | Floorboard:Renew to match existing any single isolated floorboard with 19mm T + G or square edged flooring, denail joists, punch in nails, level level to existing, make good, remove waste and debris. | Floorboard:Renew to match existing any single isolated floorboarding with 19mm tongued and grooved or square edged flooring, including denail joists, remove waste and debris, punch in nails, level to existing and make good including any extra support noggins required. | 9.6425
305703 |  | R | N | N | N | JR | FLOORBOARD:RENEW ANY TYPE OVER 1.0SM | Carpentry and Joinery | Flooring | Flooring - Timber Board | SM | 60.0541 | Floorboard:Renew to match existing looring with 19mm T and G or square edged flooring, denail joists, punch in nails, level to existing, extra support noggins, make good, and remove waste and debris. | Floorboard:Renew to match existing any flooring with 19mm tongued and grooved or square edged flooring in area over 1.00sm including denail joists, remove waste and debris, punch in nails, level to existing and make good including any extra support noggins required. | 60.0541
305704 |  | U | N | N | Y | JR | FLOORBOARDS:REMOVE AND REFIX AREA | Carpentry and Joinery | Flooring | Flooring - Timber Board | SM | 23.6981 | Floorboard:Remove and later refix any area of boards, including denail joists, remove waste and debris, punch in nails, level to existing and make good including any extra support noggins required. | Floorboard:Remove and later refix any area of boards, including denail joists, remove waste and debris, punch in nails, level to existing and make good including any extra support noggins required. | 23.6981
305705 |  | U | N | N | Y | JR | FLOORBOARD:REMOVE AND REFIX SINGLE BOARD | Carpentry and Joinery | Flooring | Flooring - Timber Board | LM | 5.8514 | Floorboard:Remove and later refix any boards, including denail joists and remove waste and debris, punch in nails, level to existing and make good including any extra support noggins required. | Floorboard:Remove and later refix any boards, including denail joists and remove waste and debris, punch in nails, level to existing and make good including any extra support noggins required. | 5.8514
305706 |  | U | N | N | Y | JR | FLOORBOARD:SCREW DOWN PER ROOM | Carpentry and Joinery | Flooring | Flooring - Timber Board | IT | 12.8714 | Floorboard:Screw down any width loose floorboards in any room including providing fixing batten to side of joist where end of board is unsupported (per room). | Floorboard:Screw down any width loose floorboards in any room including providing fixing batten to side of joist where end of board is unsupported (Per Room). | 12.8714
305709 |  | R | N | Y | N | JR | FLOORING:APPLY 2 COATS PRESERVATIVE | Carpentry and Joinery | Flooring | Flooring - Timber Board | SM | 6.9278 | Flooring:Prepare and brush apply two coats of approved preservative to general surfaces of flooring. | Preservative:Prepare and brush apply two coats of approved preservative to general surfaces of flooring. | 6.9278
305803 |  | R | N | Y | N | JR | FLOOR:TREAT FLOOR INSECTICIDE 10% RENEWAL | Specialist Treatments | Timber Treatment | Flooring Treatment | SM | 47.431 | Floor:Take up any type floorboards and treat with insecticide all floorboards, joists, plates, bridging and other floor timbers, on completion refix floorboards up to 10% floorboard renewal. | Floor:Take up any type floorboards and treat with insecticide all floorboards, joists, plates, bridging and other floor timbers, on completion refix floorboards including upto 10% floorboard renewal. | 47.431
305804 |  | R | N | Y | N | JR | DWELLING:TREAT FLOOR INSECTICIDE | Specialist Treatments | Timber Treatment | Flooring Treatment | IT | 1312.0142 | Dwelling:Take up all floorboards of any type, treat with insecticide all floorboards, joists, plates, bridging, other timbers, on completion refix floorboards up to 10% floorboard renewal. | Dwelling:Take up all floorboards of any type, treat with insecticide all floorboards, joists, plates, bridging, other timbers, on completion refix floorboards including upto 10% floorboard renewal and remove waste and debris. | 1312.0142
305805 |  | R | N | Y | N | JR | FLOOR:TREAT FLOOR PRESERVATIVE | Specialist Treatments | Timber Treatment | Flooring Treatment | SM | 62.93 | Floor:Remove any type of floorboards and treat with three full brush coats of preservative to BS 5707 Type F, all floorboards, joists, plates, etc, refix floorboards over 10% floorboard renewal. | Floor:Remove any type of floorboards and treat with three full brush coats of preservative to BS 5707 Type F all floorboards, joists, plates, bridging and other floor timbers, on completion refix floorboards including over 10% floorboard renewal and remove waste and debris. | 62.93
305806 |  | R | N | Y | N | JR | DWELLING:TREAT FLOOR PRESERVATIVE | Specialist Treatments | Timber Treatment | Flooring Treatment | IT | 1439.8263 | Dwelling:Take up all floorboards of any type, treat with 3 coats of preservative to BS 5707 Type F, all floorboards, joists, plates, etc, refix floorboards up to 10% floorboard renewal. | Dwelling:Take up all floorboards of any type, treat with 3 coats of preservative to BS 5707 Type F, all floorboards, joists, plates, bridging, other timbers, on completion refix floorboards including upto 10% floorboard renewal and remove waste and debris. | 1439.8263
305808 |  | R | N | Y | N | JR | DWELLING:PRESERVATIVE GUARANTEE | Specialist Treatments | Timber Treatment | Flooring Treatment | IT | 87.75 | Dwelling:Provision of 30 year insurance backed guarantee for floor preservation treatment. | Dwelling:Provision of 30 year insurance backed guarantee for floor preservation treatment. | 87.75
305820 |  | R | N | Y | N | JR | DWELLING:TIMBER TREATMENT | Specialist Treatments | Timber Treatment | Flooring Treatment | IT | 1075.1928 | Dwelling:Take up 20% of floorboards as necessary to any size dwelling to facilitate access for timber preservative treatment by Specialist, refix floorboards, allow for up to 50% renewal. | Dwelling:Take up 20% of floorboards as necessary to dwelling to facilitate access for timber preservative treatment by Specialist, refix floorboards, allow for upto 50% renewal as required, punch in nail heads, nail down loose boards, clean off on completion and remove waste and debris. | 1075.1928
305822 |  | R | N | Y | N | JR | ROOF:CHEMICAL TREAT TIMBER | Specialist Treatments | Timber Treatment | Roof Treatment | IT | 257.0408 | Roof:Remove and set aside Tenants personal affects stored items, insulation in loft area, pressure spray apply approved chemical wood preservative, to timber, reinstate, remove waste and debris. | Roof:Remove and set aside tenants personal affects and stored items in loft area, lift and set aside all roof insulation, clean down all timbers to remove surface dust and debris, treat all accessible structural timbers with pressure spray applications of approved chemical wood preservative, leave all areas clean and tidy on completion, relay roof insulation, reinstate tenants affects and stored items and remove waste and debris. | 257.0408
305824 |  | R | N | N | N | JR | ROOF:PRESERVATIVE GUARANTEE | Specialist Treatments | Timber Treatment | Roof Treatment | IT | 87.75 | Roof:Provision of 30 year insurance backed guarantee for roof timber preservation treatment. | Roof:Provision of 30 year insurance backed guarantee for roof timber preservation treatment. | 87.75
305832 |  | R | N | Y | N | JR | DWELLING:WOODWORM TREATMENT | Specialist Treatments | Timber Treatment | Flooring Treatment | IT | 1730.7906 | Dwelling:Take up 20% of floorboards as necessary to any size dwelling to facilitate access, undertake woodworm treatment by approved Sub-Contractor, refix floorboards, allow for up to 50% renewal. | Dwelling:Take up floorboards as necessary to facilitate access for, and undertake woodworm treatment by approved Sub-Contractor, remove and set aside tenants personal affects and store items in loft area, lift and set aside all roof insulation, clean down all timbers to remove surface dust and debris, undertake woodworm treatment by approved Sub-Contractor,leave all areas clean and tidy on completion, relay roof insulation, reinstate tenants affects and stored items, refix floorboards, allow for 10% renewal as required, punch in nail heads, nail down loose boards, clean off on completion, and remove waste and debris. | 1730.7906
305834 |  | R | N | N | N | JR | DWELLING:WOODWORM GUARANTEE | Specialist Treatments | Timber Treatment | Flooring Treatment | IT | 87.75 | Dwelling:Provision of 30 year insurance backed guarantee for woodworm treatment. | Dwelling:Provision of 30 year insurance backed guarantee for woodworm treatment. | 87.75
305836 |  | R | N | Y | N | JR | ROOF:WOODWORM TIMBER | Specialist Treatments | Timber Treatment | Roof Treatment | IT | 760.5 | Roof:Remove and set aside Tenants personal affects stored items, insulation in loft area, undertake woodworm treatment by approved Sub-Contractor to accessible structural timbers, reinstate. | Roof:Remove and set aside tenants personal affects and stored items in loft area, lift and set aside all roof insulation, clean down all timbers to remove surface dust and debris, undertake woodworm treatment by approved Sub-Contractor to accessible structural timbers, leave all areas clean and tidy on completion, relay roof insulation, reinstate tenants affects and stored items and remove waste and debris. | 760.5
305838 |  | R | N | N | N | JR | ROOF:WOODWORM GUARANTEE | Specialist Treatments | Timber Treatment | Roof Treatment | IT | 87.75 | Roof:Provision of 30 year insurance backed guarantee for roof timber woodworm treatment. | Roof:Provision of 30 year insurance backed guarantee for roof timber woodworm treatment. | 87.75
305905 |  | R | N | Y | N | JR | JOIST ENDS:DEEP PASTE TREATMENT | Specialist Treatments | Timber Treatment | Deep Paste Treatment | NO | 19.8121 | Joist Ends:Take up existing floor boarding as necessary, set aside for reuse, take out joist, apply deep paste treatment end of joists, refix joist, relay boarding (msd per joist). | Joist Ends:Take up existing floor boarding as necessary, set aside for reuse, take out existing joist, apply deep paste treatment to one end of joist, refix joist, relay floor boarding and remove waste and debris. | 19.8121
306001 |  | R | N | Y | N | JR | FLOORING:RENEW WOOD BLOCK NE 2.0SM | Carpentry and Joinery | Flooring | Flooring - Wood Block | IT | 199.5963 | Flooring:Renew wood block floor in patches ne 2.00sm, take up existing, lay new 25mm thick flooring with T and G joints fixed with adhesive laid to herring bone pattern, make good. | Flooring:Renew wood block floor in patches ne 2.00sm including take up existing and clear away, lay new 25mm thick flooring with tongued and grooved joints fixed with adhesive and laid to herring bone pattern including make good at junction with existing finishes and remove waste and debris. | 199.5963
306003 |  | R | N | Y | N | JR | FLOORING:RENEW WOOD BLOCK OVER 2.0SM | Carpentry and Joinery | Flooring | Flooring - Wood Block | SM | 134.8269 | Flooing:Renew wood block floor in patches over 2.00sm, take up existing, lay new 25mm thick flooring with T and G joints fixed with adhesive laid to herring bone pattern, make good. | Flooing:Renew wood block floor in patches over 2.00sm including take up existing and clear away, lay new 25mm thick flooring with tongued and grooved joints fixed with adhesive and laid to herring bone pattern including make good at junction with existing finishes and remove waste and debris. | 134.8269
307101 |  | R | N | Y | N | JR | CLADDING:RENEW 19MM SHIPLAP NE 2.0SM | Carpentry and Joinery | External Cladding | Cladding - Timber Weatherboarding - Shiplap | IT | 116.29 | Cladding:Remove existing and renew with 19mm treated shiplap boarding in areas ne 2.00sm, all labours, fixed to existing framework, renew defective battens, decorate to match. | Cladding:Remove existing defective shiplap boarding and renew with 19mm pressure impregnated shiplap boarding in areas ne 2.00sm including all labours, fixed to existing framework including renew defective support battens and provide any extra battens required and decorate to match existing and remove waste and debris. | 116.29
307103 |  | R | N | Y | N | JR | CLADDING:RENEW 19MM SHIPLAP OVER 2.0SM | Carpentry and Joinery | External Cladding | Cladding - Timber Weatherboarding - Shiplap | SM | 65.9665 | Cladding:Remove existing and renew with 19mm treated shiplap boarding in area over 2sm, all labours, fixed to existing framework, renew defective battens, decorate to match, remove waste and debris. | Cladding:Remove existing cladding and renew with 19mm pressure impregnated shiplap boarding in areas over 2.00sm including all labours, fixed to existing framework including renew defective support battens and provide any extra battens required and decorate to match existing and remove waste and debris. | 65.9665
307105 |  | U | N | N | Y | JR | CLADDING:REFIX LOOSE SHIPLAP FEATHER EDGE OR TGV | Carpentry and Joinery | External Cladding | Cladding - Timber Weatherboarding - Shiplap | SM | 12.5803 | Cladding:Refix loose timber shiplap, feather edge or tongued, grooved and V jointed boarding to existing framework including renewal of any support battens required and make good decorations. | Cladding:Refix loose timber shiplap, feather edge or tongued, grooved and V jointed boarding to existing framework including renewal of any support battens required and make good decorations. | 12.5803
307301 |  | R | N | Y | N | JR | CLADDING:RENEW FEATHER EDGE NE 2.0SM | Carpentry and Joinery | External Cladding | Cladding - Timber Weatherboarding - Feather Edge | IT | 76.7674 | Cladding:Remove existing and renew with 19mm treated feather edge boarding in areas ne 2sm, all labours, fixed to existing framework, renew defective battens, decorate to match, remove waste debris. | Cladding:Remove existing defective feather edge boarding and renew with 19mm pressure impregnated feather edge boarding in areas ne 2.00sm including all labours, fixed to existing framework including renew defective support battens and provide any extra battens required and decorate to match existing and remove waste and debris. | 76.7674
307303 |  | R | N | Y | N | JR | CLADDING:RENEW FEATHER EDGE OVER 2.0SM | Carpentry and Joinery | External Cladding | Cladding - Timber Weatherboarding - Feather Edge | SM | 40.8583 | Cladding:Remove existing and renew with 19mm treated feather edge boarding in areas over 2.00sm, all labours, fixed to framework, renew defective battens, decorate to match, remove waste and debris. | Cladding:Remove existing cladding and renew with 19mm pressure impregnated feather edge boarding to match existing in areas over 2.00sm including all labours, fixed to existing framework including renew defective support battens and provide any extra battens required and decorate to match existing and remove waste and debris. | 40.8583
307501 |  | R | N | Y | N | JR | CLADDING:RENEW TGV JOINT NE 2.0SM | Carpentry and Joinery | External Cladding | Cladding - Timber Weatherboard - Softwood TGV | IT | 108.217 | Cladding:Remove existing and renew with 19mm treated T, G and V jointed boarding in area ne 2sm, all labours, fixed to framework, renew defective battens, decorate to match, remove waste and debris. | Cladding:Remove existing defective tongued, grooved and V jointed boarding and renew with 19mm pressure impregnated tongued, grooved and V jointed boarding in areas ne 2.00sm including all labours, fixed to existing framework, renew defective support battens and provide extra battens required and decorate to match existing and remove waste and debris. | 108.217
307503 |  | R | N | Y | N | JR | CLADDING:RENEW TGV JOINT OVER 2.0SM | Carpentry and Joinery | External Cladding | Cladding - Timber Weatherboard - Softwood TGV | SM | 63.0415 | Cladding:Remove existing and renew with 19mm treated T, G, V jointed boarding in area over 2.00sm, all labours, fixed to framework, renew defective battens, decorate to match, remove waste and debris. | Cladding:Remove existing boarding and renew with 19m tongued, grooved and V jointed pressure impregnated softwood boarding, including all labours, in areas over 2.00sm fixed to existing framework, renew defective support battens and provide extra battens required and decorate to match existing and remove waste and debris. | 63.0415
307701 |  | R | N | Y | N | JR | CLADDING:RENEW PVC SHIPLAP NE 2.0SM | Carpentry and Joinery | External Cladding | Cladding - Plastic Profiled Sheet - Shiplap | IT | 101.7024 | Cladding:Remove existing defective PVC shiplap cladding, renew in areas ne 2.00sm, all trims, channels and jointing, fixed to framework, renew defective support battens, remove waste and debris. | Cladding:Remove existing defective PVC shiplap cladding and renew with cellular cored PVC shiplap boarding in areas ne 2.00sm including all trims, channels and jointing, fixed to existing framework including renew defective support battens and provide any extra battens required and remove waste and debris. | 101.7024
307703 |  | R | N | Y | N | JR | CLADDING:RENEW PVC SHIPLAP OVER 2.0SM | Carpentry and Joinery | External Cladding | Cladding - Plastic Profiled Sheet - Shiplap | SM | 56.137 | Cladding:Remove existing and renew with cellular cored PVC shiplap boarding, in areas over 2.00sm, all trims, channels and jointing, fixed to existing framework, renew defective support battens. | Cladding:Remove existing boarding and framing and renew any cladding with cellular cored PVC shiplap boarding, in areas over 2.00sm including all trims, channels and jointing, fixed to new treated softwood framework battens plugged to new insulated render background and remove waste and debris. | 56.137
307705 |  | U | N | N | Y | JR | CLADDING:REFIX LOOSE PVC SHIPLAP OR TGV | Carpentry and Joinery | External Cladding | Cladding - Plastic Profiled Sheet - Shiplap | SM | 14.0428 | Cladding:Refix loose PVC shiplap or tongued, grooved and V jointed cladding to existing framework including renewal of support battens required and all trims, channels and jointing. | Cladding:Refix loose PVC shiplap or tongued, grooved and V jointed cladding to existing framework including renewal of support battens required and all trims, channels and jointing. | 14.0428
308001 |  | R | N | Y | N | JR | CANOPY:RENEW IN TIMBER | Carpentry and Joinery | Canopies - Timber | Canopies - Timber | SM | 437.9752 | Canopy:Take off, set aside roof tiles, remove existing structure, supply, fix pretreated timber canopy, relay roof tiles, felt, battens, redress flashings, make good (msd surface of roof coverings). | Canopy:Renew canopy to external door, take off and set aside re-usable roof tiles, remove existing timber structure and remove debris off site, supply and fix pretreated softwood supporting brackets, wall plates, rafters, fascia and bargeboards, lay roofing felt and battens relay roof tiles including any additional roof tiles to match existing, redress flashings, make good structure and finishes (measured surface area of roof coverings) and remove waste and debris. | 437.9752
308003 |  | R | N | Y | N | JR | CANOPY:RENEW ANY EXPOSED STRUCTURAL TIMBER MEMBERS | Carpentry and Joinery | Canopies - Timber | Canopies - Timber | IT | 72.0026 | Canopy:Support canopy, cut out, renew with pretreated timber any defective, decayed or damaged structural timber canopy member, joint, make good, decorate to match existing, remove waste and debris. | Canopy:Cut out any defective, decayed or damaged structural timber member to canopy, support canopy structure whilst works undertaken, supply and fix pretreated sawn softwood timber, joint as necessary, make good structure and finishes, decorate to match existing and remove waste and debris. | 72.0026
308005 |  | R | N | Y | N | JR | CANOPY:RENEW ANY HIDDEN STRUCTURAL TIMBER MEMBER | Carpentry and Joinery | Canopies - Timber | Canopies - Timber | IT | 90.5279 | Canopy:Support canopy, take down, set aside, refix soffit, facia or bargeboard as necessary, cut out, renew any defective, decayed or damaged structural timber member to canopy, joint, make good. | Canopy:Take down and set aside soffit, fascia or bargeboard as necessary, cut out any defective, decayed or damaged structural timber member to canopy, support canopy structure whilst works undertaken, supply and fix pretreated sawn softwood timber, joint as necessary, refix soffit, fascia or bargeboard, make good structure and finishes, decorate to match existing and remove waste and debris. | 90.5279
310101 |  | R | N | Y | N | JR | WINDOW:RENEW STANDARD SOFTWOOD CASEMENT 1 LIGHT | Carpentry and Joinery | Windows | Casement - Standard Softwood Double Glazed | SM | 389.3932 | Window:Renew any window with standard double glazed softwood casement window with softwood cill, eatherstripping, ironmongery, make good, prepare to decorate externally, 1 No. opening light. | Window:Renew timber window with standard double glazed softwood casement window with softwood cill, including ne 1 No. opening light, fixed lights, factory applied base stain or primer finish, compressible weatherstripping, ironmongery including locking handles, glazing beads, windows preslotted for trickle ventilators including screens, remove existing frame and fix new in prepared opening, bed in mortar and point with sealant, make good to all finishes and decorate to match existing internally and prepare for redecoration externally and remove waste and debris. | 389.3932
310105 |  | R | N | Y | N | JR | WINDOW:RENEW STANDARD SOFTWOOD CASEMENT 2 LIGHT | Carpentry and Joinery | Windows | Casement - Standard Softwood Double Glazed | SM | 438.3694 | Window:Renew any window with standard double glazed softwood casement window with softwood cill, eatherstripping, ironmongery, make good, prepare to decorate externally, 2 No. opening light. | Window:Renew timber window with standard double glazed softwood casement window with softwood cill, including ne 2 No. opening light, fixed lights, factory applied base stain or primer finish, compressible weatherstripping, ironmongery including locking handles, glazing beads, windows preslotted for trickle ventilators including screens, remove existing frame and fix new in prepared opening, bed in mortar and point with sealant, make good to all finishes and decorate to match existing internally and prepare for redecoration externally and remove waste and debris. | 438.3694
310109 |  | R | N | Y | N | JR | WINDOW:RENEW STANDARD SOFTWOOD CASEMENT 3 LIGHT | Carpentry and Joinery | Windows | Casement - Standard Softwood Double Glazed | SM | 529.8985 | Window:Renew any window with standard double glazed softwood casement window with softwood cill, eatherstripping, ironmongery, make good, prepare to decorate externally, 3 No. opening light. | Window:Renew timber window with standard double glazed softwood casement window with softwood cill, including ne 3 No. opening light, fixed lights, factory applied base stain or primer finish, compressible weatherstripping, ironmongery including locking handles, glazing beads, windows preslotted for trickle ventilators including screens, remove existing frame and fix new in prepared opening, bed in mortar and point with sealant, make good to all finishes and decorate to match existing internally and prepare for redecoration externally and remove waste and debris. | 529.8985
310113 |  | R | N | Y | N | JR | WINDOW:RENEW STANDARD SOFTWOOD CASEMENT 4 LIGHT | Carpentry and Joinery | Windows | Casement - Standard Softwood Double Glazed | SM | 554.7376 | Window:Renew any window with standard double glazed softwood casement window with softwood cill, eatherstripping, ironmongery, make good, prepare to decorate externally, 4 No. opening light. | Window:Renew timber window with standard double glazed softwood casement window with softwood cill, including ne 4 No. opening light, fixed lights, factory applied base stain or primer finish, compressible weatherstripping, ironmongery including locking handles, glazing beads, windows preslotted for trickle ventilators including screens, remove existing frame and fix new in prepared opening, bed in mortar and point with sealant, make good to all finishes anddecorate to match existing internally and prepare for redecoration externally and remove waste and debris. | 554.7376
310201 |  | R | N | Y | N | JR | WINDOW:RENEW PREFINISHED SOFTWOOD CASEMENT 1 LIGHT | Carpentry and Joinery | Windows | Casement -Prefinished Standard Softwood Dbl Glazed | SM | 404.9345 | Window:Renew timber window with prefinished standard double glazed softwood casement window and cill, 1 No. opening light, fixed lights, ironmongery, sealant, make good, remove waste and debris. | Window:Renew timber window with prefinished standard double glazed softwood casement window with softwood cill, including ne 1 No. opening light, fixed lights, factory applied finishes, compressible weatherstripping, ironmongery including locking handles, glazing beads, windows preslotted for trickle ventilators including screens, remove existing frame and fix new in prepared opening, bed in mortar and point with sealant, make good to all finishes and remove waste and debris. | 404.9345
310203 |  | R | N | Y | N | JR | WINDOW:RENEW PREFINISHED SOFTWOOD CASEMENT 2 LIGHT | Carpentry and Joinery | Windows | Casement -Prefinished Standard Softwood Dbl Glazed | SM | 460.8254 | Window:Renew timber window with prefinished standard double glazed softwood casement window and cill, 2 No. opening lights, fixed lights, ironmongery, sealant, make good, remove waste and debris. | Window:Renew timber window with prefinished standard double glazed softwood casement window with softwood cill, including ne 2 No. opening lights, fixed lights, factory applied finish, compressible weatherstripping, ironmongery including locking handles, glazing beads, windows preslotted for trickle ventilators including screens, remove existing frame and fix new in prepared opening, bed in mortar and point with sealant, make good to all finishes and remove waste and debris. | 460.8254
310205 |  | R | N | Y | N | JR | WINDOW:RENEW PREFINISHED SOFTWOOD CASEMENT 3 LIGHT | Carpentry and Joinery | Windows | Casement -Prefinished Standard Softwood Dbl Glazed | SM | 567.1082 | Window:Renew timber window with prefinished standard double glazed softwood casement window and cill, 3 No. opening lights, fixed lights, ironmongery, sealant, make good, remove waste and debris. | Window:Renew timber window with prefinished standard double glazed softwood casement window with softwood cill, including ne 3 No. opening lights, fixed lights, factory applied finish, compressible weatherstripping, ironmongery including locking handles, glazing beads, windows preslotted for trickle ventilators including screens, remove existing frame and fix new in prepared opening, bed in mortar and point with sealant, make good to all finishes and remove waste and debris. | 567.1082
310207 |  | R | N | Y | N | JR | WINDOW:RENEW PREFINISHED SOFTWOOD CASEMENT 4 LIGHT | Carpentry and Joinery | Windows | Casement -Prefinished Standard Softwood Dbl Glazed | SM | 595.8668 | Window:Renew timber window with prefinished standard double glazed softwood casement window and cill, 4 No. opening lights, fixed lights, ironmongery, sealant, make good, remove waste and debris. | Window:Renew timber window with prefinished standard double glazed softwood casement window with softwood cill including ne 4 No. opening lights, fixed lights, factory applied finish, compressible weatherstripping, ironmongery including locking handles, glazing beads, windows preslotted for trickle ventilators including screens, remove existing frame and fix new in prepared opening, bed in mortar and point with sealant, make good to all finishes and remove waste and debris. | 595.8668
310301 |  | R | N | Y | N | JR | WINDOW:RENEW PURPOSE SOFTWOOD CASEMENT 1 LIGHT | Carpentry and Joinery | Windows | Casement - Purpose Made Softwood Double Glazed | SM | 582.7825 | Window:Renew any window with purpose made double glazed softwood casement window with softwood cill, weatherstripping, ironmongery, make good, prepare to decorate, 1 No. opening light. | Window:Renew timber window with purpose made double glazed softwood casement window with softwood cill including ne 1 No. opening light, factory applied base stain or primer finish, compressible weatherstripping, ironmongery including locking handles, glazing beads, windows preslotted for trickle ventilators including screens, remove existing frame and fix new in prepared opening, bed in mortar and point with sealant, make good to all finishes, decorate to match existing internally and prepare for redecoration externally and remove waste and debris. | 582.7825
310305 |  | R | N | Y | N | JR | WINDOW:RENEW PURPOSE SOFTWOOD CASEMENT 2 LIGHT | Carpentry and Joinery | Windows | Casement - Purpose Made Softwood Double Glazed | SM | 673.282 | Window:Renew any window with purpose made double glazed softwood casement window with softwood cill, weatherstripping, ironmongery, make good, prepare to decorate, 2 No. opening light. | Window:Renew timber window with purpose made double glazed softwood casement window with softwood cill including ne 2 No. opening light, factory applied base stain or primer finish, compressible weatherstripping, ironmongery including locking handles, glazing beads, windows preslotted for trickle ventilators including screens, remove existing frame and fix new in prepared opening, bed in mortar and point with sealant, make good to all finishes, decorate to match existing internally and prepare for redecoration externally and remove waste and debris. | 673.282
310309 |  | R | N | Y | N | JR | WINDOW:RENEW PURPOSE SOFTWOOD CASEMENT 3 LIGHT | Carpentry and Joinery | Windows | Casement - Purpose Made Softwood Double Glazed | SM | 502.5673 | Window:Renew any window with purpose made double glazed softwood casement window with softwood cill, weatherstripping, ironmongery, make good, preapre to decorate, 3 No. opening light. | Window:Renew timber window with purpose made double glazed softwood casement window with softwood cill including ne 3 No. opening light, factory applied base stain or primer finish, compressible weatherstripping, ironmongery including locking handles, glazing beads, windows preslotted for trickle ventilators including screens, remove existing frame and fix new in prepared opening, bed in mortar and point with sealant, make good to all finishes, decorate to match existing internally and prepare for redecoration externally and remove waste and debris. | 502.5673
310313 |  | R | N | Y | N | JR | WINDOW:RENEW PURPOSE SOFTWOOD CASEMENT 4 LIGHT | Carpentry and Joinery | Windows | Casement - Purpose Made Softwood Double Glazed | SM | 456.1534 | Window:Renew any window with purpose made double glazed softwood casement window with softwood cill, weatherstripping, ironmongery, make good, prepare to decorate, 4 No. opening light. | Window:Renew timber window with purpose made glazed softwood casement window with softwood cill including ne 4 No. opening light, factory applied base stain or primer finish, compressible weatherstripping, ironmongery including locking handles, glazing beads, windows preslotted for trickle ventilators including screens, remove existing frame and fix new in prepared opening, bed in mortar and point with sealant, make good to all finishes, decorate to match existing internally and prepare for redecoration externally and remove waste and debris. | 456.1534
310501 |  | R | N | Y | N | JR | WINDOW:RENEW SOFTWOOD BOX SASH | Carpentry and Joinery | Windows | Box Sash - Purpose Made Softwood Double Glazed | SM | 1097.4889 | Window:Renew window with purpose made double glazed softwood double hung cased box frame and sashes complete with ironmongery, weatherstripping, make good, prepare to decorate externally. | Window:Renew window with purpose made double glazed softwood double hung cased box frame and sashes complete with 2 sashes, factory applied base stain or primer finish, compressible weatherstripping, glazing beads, ironmongery, remove existing and fix new into prepared opening, bed in mortar, point with sealant, and make good all finishes and decorate to match existing internally and prepare for redecoration externally and remove waste and debris. | 1097.4889
310503 | New | R | N | Y | N | JR | WINDOW:RENEW SOFTWOOD LEGACY OR HERITAGE BOX SASH | Carpentry and Joinery | Windows | Box Sash - Purpose Made Softwood Double Glazed | SM | 1466.6473 | Window:Renew window with purpose made legacy or heritage vacuum double glazed primed softwood to match existing double hung cased box frame and sashes complete with 2 sashes, ironmongery, sealant, | Window:Renew window with purpose made legacy or heritage vacuum double glazed softwood to match existing double hung cased box frame and sashes complete with 2 sashes, factory applied base stain or primer finish, compressible weatherstripping, glazing beads, ironmongery, remove existing and fix new into prepared opening, bed in mortar, point with sealant, and make good all finishes and decorate to match existing internally and prepare for redecoration externally and remove waste and debris. | 1466.6473
310701 |  | R | N | Y | N | JR | WINDOW:RENEW SOFTWOOD HORIZONTAL PIVOT | Carpentry and Joinery | Windows | Horizontal Pivot Hung - Purpose Made Softwood | SM | 781.5538 | Window:Renew window with purpose made double glazed softwood horizontal pivot hung window complete with ironmongery, weatherstripping, make good, prepare to decorate externally. | Window:Renew window with purpose made double glazed softwood horizontal pivot hung window complete, factory applied base stain or primer finish, compressible weatherstripping, glazing beads, ironmongery, fix frame to prepared opening, bed in mortar and point with sealant, make good all finishes and decorate to match existing internally and prepare for redecoration externally and remove waste and debris. | 781.5538
311101 |  | R | N | Y | N | JR | WINDOW:RENEW STANDARD HARDWOOD CASEMENT 1 LIGHT | Carpentry and Joinery | Windows | Casement - Standard Hardwood Double Glazed | SM | 540.7093 | Window:Renew any window with standard double glazed hardwood casement window with hardwood cill, weatherstripping, ironmongery, make good, prepate to decorate externally, 1 No. opening light. | Window:Renew timber window with standard double glazed hardwood casement window with hardwood cill, including ne 1 No. opening light, fixed lights, factory applied base stain finish, compressible weatherstripping, ironmongery including locking handles, glazing beads, windows preslotted for trickle ventilators including screens, remove existing frame and fix new in prepared opening, bed in mortar and point with sealant, make good to all finishes and decorate to match existing internally and prepare for redecoration externally and remove waste and debris. | 540.7093
311105 |  | R | N | Y | N | JR | WINDOW:RENEW STANDARD HARDWOOD CASEMENT 2 LIGHT | Carpentry and Joinery | Windows | Casement - Standard Hardwood Double Glazed | SM | 757.3231 | Window:Renew any window with standard double glazed hardwood casement window with hardwood cill, weatherstripping, ironmongery, make good, prepate to decorate externally, 2 No. opening light. | Window:Renew timber window with standard double glazed hardwood casement window with hardwood cill, including ne 2 No. opening light, fixed lights, factory applied base stain finish, compressible weatherstripping, ironmongery including locking handles, glazing beads, windows preslotted for trickle ventilators including screens, remove existing frame and fix new in prepared opening, bed in mortar and point with sealant, make good to all finishes and decorate to match existing internally and prepare for redecoration externally and remove waste and debris. | 757.3231
311109 |  | R | N | Y | N | JR | WINDOW:RENEW STANDARD HARDWOOD CASEMENT 3 LIGHT | Carpentry and Joinery | Windows | Casement - Standard Hardwood Double Glazed | SM | 785.134 | Window:Renew any window with standard double glazed hardwood casement window with hardwood cill, weatherstripping, ironmongery, make good, prepate to decorate externally, 3 No. opening light. | Window:Renew timber window with standard double glazed hardwood casement window with hardwood cill, including ne 3 No. opening light, fixed lights, factory applied base stain finish, compressible weatherstripping, ironmongery including locking handles, glazing beads, windows preslotted for trickle ventilators including screens, remove existing frame and fix new in prepared opening, bed in mortar and point with sealant, make good to all finishes and decorate to match existing internally and prepare for redecoration externally and remove waste and debris. | 785.134
311113 |  | R | N | Y | N | JR | WINDOW:RENEW STANDARD HARDWOOD CASEMENT 4 LIGHT | Carpentry and Joinery | Windows | Casement - Standard Hardwood Double Glazed | SM | 954.4564 | Window:Renew any window with standard double glazed hardwood casement window with hardwood cill, weatherstripping, ironmongery, make good, prepate to decorate externally, 4 No. opening light. | Window:Renew timber window with standard double glazed hardwood casement window with hardwood cill, including ne 4 No. opening light, fixed lights, factory applied base stain finish, compressible weatherstripping, ironmongery including locking handles, glazing beads, windows preslotted for trickle ventilators including screens, remove existing frame and fix new in prepared opening, bed in mortar and point with sealant, make good to all finishes and decorate to match existing internally and prepare for redecoration externally and remove waste and debris. | 954.4564
311301 |  | R | N | Y | N | JR | WINDOW:RENEW PURPOSE HARDWOOD CASEMENT 1 LIGHT | Carpentry and Joinery | Windows | Casement - Purpose Made Hardwood Double Glazed | SM | 863.9569 | Window:Renew any window with purpose made hardwood casement window with hardwood cill, double glazed weatherstripping, ironmongery, make good, prepare to decorate, 1 No. opening light. | Window:Renew timber window with purpose made double glazed hardwood casement window with hardwood cill including ne 1 No. opening light, fixed lights, factory applied base stain, compressible weatherstripping, ironmongery including locking handles, glazing beads, windows preslotted for trickle ventilators including screens, remove existing frame and fix new in prepared opening, bed in mortar and point with sealant, make good to all finishes, decorate to match existing internally and prepare for redecoration externally and remove waste and debris. | 863.9569
311305 |  | R | N | Y | N | JR | WINDOW:RENEW PURPOSE HARDWOOD CASEMENT 2 LIGHT | Carpentry and Joinery | Windows | Casement - Purpose Made Hardwood Double Glazed | SM | 1021.4155 | Window:Renew any window with purpose made hardwood casement window with hardwood cill, double glazed weatherstripping, ironmongery, make good, prepare to decorate, 2 No. opening lights. | Window:Renew timber window with purpose made double glazed hardwood casement window with hardwood cill including ne 2 No. opening lights, fixed lights, factory applied base stain, compressible weatherstripping, ironmongery including locking handles, glazing beads, windows preslotted for trickle ventilators including screens, remove existing frame and fix new in prepared opening, bed in mortar and point with sealant, make good to all finishes, decorate to match existing internally and prepare for redecoration externally and remove waste and debris. | 1021.4155
311309 |  | R | N | Y | N | JR | WINDOW:RENEW PURPOSE HARDWOOD CASEMENT 3 LIGHT | Carpentry and Joinery | Windows | Casement - Purpose Made Hardwood Double Glazed | SM | 1055.3572 | Window:Renew any window with purpose made hardwood casement window with hardwood cill, double glazed weatherstripping, ironmongery, make good, prepare to decorate, 3 No. opening lights. | Window:Renew timber window with purpose made double glazed hardwood casement window with hardwood cill including ne 3 No. opening light, fixed lights, factory applied base stain, compressible weatherstripping, ironmongery including locking handles, glazing beads, preslotted for trickle ventilators including screens, remove existing frame and fix new in prepared opening, bed in mortar and point with sealant, make good to all finishes, decorate to match existing internally and prepare for redecoration externally and remove waste and debris. | 1055.3572
311313 |  | R | N | Y | N | JR | WINDOW:RENEW PURPOSE HARDWOOD CASEMENT 4 LIGHT | Carpentry and Joinery | Windows | Casement - Purpose Made Hardwood Double Glazed | SM | 1307.3635 | Window:Renew any window with purpose made hardwood casement window with hardwood cill, double glazed weatherstripping, ironmongery, make good, prepare to decorate, 4 No. opening lights. | Window:Renew timber window with purpose made double glazed hardwood casement window with hardwood cill including ne 4 No. opening light, fixed lights, factory applied base stain, compressible weatherstripping, ironmongery including locking handles, glazing beads, preslotted for trickle ventilators including screens, remove existing frame and fix new in prepared opening, bed in mortar and point with sealant, double glazed, make good to all finishes, decorate to match existing internally and prepare for redecoration externally and remove waste and debris. | 1307.3635
311501 |  | R | N | Y | N | JR | WINDOW:RENEW HARDWOOD BOX SASH | Carpentry and Joinery | Windows | Box Sash - Purpose Made Hardwood Double Glazed | SM | 1267.3846 | Window:Renew window with purpose made hardwood double hung cased box frame and sashes complete with ironmongery, weatherstripping, double glazed, make good, decorate. | Window:Renew window with purpose made hardwood double hung cased box frame and sashes complete with 2 sashes, complete with factory applied base stain, compressible weatherstripping, glazing beads, ironmongery, remove existing frame and fix new in prepared opening, bed in mortar and point with sealant, and make good to all finishes, decorate to match existing internally and prepare for redecoration externally, and remove waste and debris. | 1267.3846
311701 |  | R | N | Y | N | JR | WINDOW:RENEW HARDWOOD HORIZONTAL PIVOT | Carpentry and Joinery | Windows | Horizontal Pivot Hung - Purpose Made Hardwood | SM | 880.2199 | Window:Renew window with purpose made hardwood horizontal pivot hung window complete with ironmongery, double glazed, weatherstripping, make good, decorate. | Window:Renew window with purpose made hardwood horizontal pivot hung window complete with factory applied base stain, compressible weatherstripping, glazing beads, ironmongery, remove existing frame and fix new in prepared opening, bed in mortar and point with sealant, and make good to all finishes, decorate to match existing internally and prepare for redecoration externally, and remove waste and debris. | 880.2199
312001 |  | R | N | Y | N | JR | WINDOW:RENEW SOFTWOOD FEATURE | Carpentry and Joinery | Windows | Windows - Feature - Softwood | SM | 1117.5076 | Window:Renew any window with standard double glazed softwood combination feature window ne 5.00sm with fixed, opening lights and panels, make good ironmongery, weatherstripping, prepare to decorate. | Window:Renew timber window with standard double glazed softwood feature window ne 5.00sm overall with combination of fixed and opening lights and panels, factory applied base stain or primer finish, compressible weatherstripping, ironmongery including locking handles, glazing beads, windows preslotted for trickle ventilators including screens, remove existing frame and fix new in prepared opening, bed in mortar and point with sealant, make good to all finishes and decorate to match existing internally and externally and remove waste and debris. | 1117.5076
312101 |  | R | N | Y | N | JR | WINDOW:RENEW PREFINISHED SOFTWOOD FEATURE | Carpentry and Joinery | Windows | Windows - Feature - Pre-finished Softwood | SM | 1177.4153 | Window:Renew timber window with prefinished standard double glazed softwood feature window ne 5.00sm overall with combination of fixed and opening lights and panels, ironmongery, sealant, make good. | Window:Renew timber window with prefinished standard double glazed softwood feature window ne 5.00sm overall with combination of fixed and opening lights and panels, factory applied finish, compressible weatherstripping, ironmongery including locking handles, glazing beads, windows preslotted for trickle ventilators including screens, remove existing frame and fix new in prepared opening, bed in mortar and point with sealant, double glazed, make good to all finishes and remove waste and debris. | 1177.4153
313001 |  | R | N | Y | N | JR | WINDOW:RENEW HARDWOOD FEATURE | Carpentry and Joinery | Windows | Windows - Feature - Hardwood | SM | 1113.0031 | Window:Renew any window with standard hardwood combination feature window ne 5.00sm with double glazed fixed, opening lights and panels, make good ironmongery, weatherstripping, decorate to match. | Window:Renew timber window with standard hardwood feature window ne 5.00sm overall with combination of fixed and opening lights and panels, factory applied base stain finish, compressible weatherstripping, ironmongery including locking handles, glazing beads, windows preslotted for trickle ventilators including screens, remove existing frame and fix new in prepared opening, bed in mortar and point with sealant, and make good to all finishes, decorate to match existing internally and prepare for redecoration externally, and remove waste and debris. | 1113.0031
313501 |  | R | N | Y | N | JR | WINDOW:RENEW WITH PVCU PIVOT | Carpentry and Joinery | Windows | Horizontal Pivot Hung - Purpose Made PVCu | SM | 679.2706 | Window:Renew any type window with purpose made PVCu factory glazed horizontal pivot hung window complete with cill, 28mm double glazed, fixed lights, ironmongery, weatherstripping, make good. | Window:Renew any type window with purpose made PVCu factory glazed horizontal pivot hung window complete with cill, double glazed internally with 28mm thick hermetically sealed units, complete with thermal breaks, compressible weatherstripping, ironmongery including stainless steel friction hinges, espagnolette locking mechanism with locking handles, child restrictors, glazing beads, trickle ventilators including screens, remove existing and fix new to prepared opening using cleats or screw bolts, seal around externally with flexible foam strip and silicone sealant, make good all finishes internally and externally and remove waste and debris. | 679.2706
313601 |  | R | N | Y | N | JR | WINDOW:RENEW WITH PVCU CASEMENT 1 LIGHT | Carpentry and Joinery | Windows | Windows - Casement - Purpose Made PVCu | SM | 264.9502 | Window:Renew any type window with purpose made PVCu factory glazed casement window with cill, double glazed, weatherstripping, ironmongery make good, 1 No. opening light. | Window:Renew any type window with purpose made PVCu factory glazed casement window with cill, double glazed internally with 28mm thick hermetically sealed units, including ne 1 No. opening light, fixed lights, thermal breaks, compressible weatherstripping, ironmongery including stainless steel friction hinges, espagnolette locking mechanism with locking handles, child restrictors, glazing beads, trickle ventilators including screens, remove existing and fix new to prepared opening using cleats or screw bolts, seal around externally with flexible foam strip and silicone sealant, make good all finishes internally and externally and remove waste and debris. | 264.9502
313605 |  | R | N | Y | N | JR | WINDOW:RENEW WITH PVCU CASEMENT 2 LIGHT | Carpentry and Joinery | Windows | Windows - Casement - Purpose Made PVCu | SM | 313.3376 | Window:Renew any type window with purpose made PVCu factory glazed casement window with cill, double glazed, weatherstripping, ironmongery make good, 2 No. opening lights. | Window:Renew any type window with purpose made PVCu factory glazed casement window with cill, double glazed internally with 28mm thick hermetically sealed units, including ne 2 No. opening lights, fixed lights, thermal breaks, compressible weatherstripping, ironmongery including stainless steel friction hinges, espagnolette locking mechanism with locking handles, child restrictors, glazing beads, trickle ventilators including screens, remove existing and fix new to prepared opening using cleats or screw bolts, seal around externally with flexible foam strip and silicone sealant, make good all finishes internally and externally and remove waste and debris. | 313.3376
313609 |  | R | N | Y | N | JR | WINDOW:RENEW WITH PVCU CASEMENT 3 LIGHT | Carpentry and Joinery | Windows | Windows - Casement - Purpose Made PVCu | SM | 356.7048 | Window:Renew any type window with purpose made PVCu factory glazed casement window with cill, double glazed, weatherstripping, ironmongery make good, 3 No. opening lights. | Window:Renew any type window with purpose made PVCu factory glazed casement window with cill, double glazed internally with 28mm thick hermetically sealed units, including ne 3 No. opening lights, fixed lights, thermal breaks, compressible weatherstripping, ironmongery including stainless steel friction hinges, espagnolette locking mechanism with locking handles, child restrictors, glazing beads, trickle ventilators including screens, remove existing and fix new to prepared opening using cleats or screw bolts, seal around externally with flexible foam strip and silicone sealant, make good all finishes internally and externally and remove waste and debris. | 356.7048
313613 |  | R | N | Y | N | JR | WINDOW:RENEW WITH PVCU CASEMENT 4 LIGHT | Carpentry and Joinery | Windows | Windows - Casement - Purpose Made PVCu | SM | 398.6652 | Window:Renew any type window with purpose made PVCu factory glazed casement window with cill, double glazed, weatherstripping, ironmongery make good, 4 No. opening lights. | Window:Renew any type window with purpose made PVCu factory glazed casement window with cill, double glazed internally with 28mm thick hermetically sealed units, including ne 4 No. opening lights, fixed lights, thermal breaks, compressible weatherstripping, ironmongery including stainless steel friction hinges, espagnolette locking mechanism with locking handles, child restrictors, glazing beads, trickle ventilators including screens, remove existing and fix new to prepared opening using cleats or screw bolts, seal around externally with flexible foam strip and silicone sealant, make good all finishes internally and externally and remove waste and debris. | 398.6652
313701 |  | R | N | Y | N | JR | WINDOW:RENEW WITH PVCU TILT TURN 1 LIGHT | Carpentry and Joinery | Windows | Windows - Tilt and Turn - Purpose Made PVCu | SM | 533.1493 | Window:Renew any type window with purpose made PVCu factory glazed tilt/turn window with cill, 28mm double glazed, fixed lights, weatherstripping, ironmongery make good, 1 No. opening light. | Window:Renew any type window with purpose made PVCu factory glazed tilt/turn window with cill, double glazed internally with 28mm thick hermetically sealed units, including ne 1 No. opening light, fixed lights, thermal breaks, compressible weatherstripping, ironmongery including stainless steel tilt and turn gear, espagnolette locking system with locking handles, glazing beads, trickle ventilators including screens, remove existing and fix new to prepared opening using cleats or screw bolts, seal around externally with flexible foam strip and silicone sealant, make good all finishes internally and externally and remove waste and debris. | 533.1493
313705 |  | R | N | Y | N | JR | WINDOW:RENEW WITH PVCU TILT TURN 2 LIGHT | Carpentry and Joinery | Windows | Windows - Tilt and Turn - Purpose Made PVCu | SM | 774.6569 | Window:Renew any type window with purpose made PVCu factory glazed tilt/turn window with cill, 28mm double glazed, fixed lights, weatherstripping, ironmongery make good, 2 No. opening lights. | Window:Renew any type window with purpose made PVCu factory glazed tilt/turn window with cill, double glazed internally with 28mm thick hermetically sealed units, including ne 2 No. opening light, fixed lights, thermal breaks, compressible weatherstripping, ironmongery including stainless steel tilt and turn gear, espagnolette locking system with locking handles, glazing beads, trickle ventilators including screens, remove existing and fix new to prepared opening using cleats or screw bolts, seal around externally with flexible foam strip and silicone sealant, make good all finishes internally and externally and remove waste and debris. | 774.6569
313709 |  | R | N | Y | N | JR | WINDOW:RENEW WITH PVCU TILT TURN 3 LIGHT | Carpentry and Joinery | Windows | Windows - Tilt and Turn - Purpose Made PVCu | SM | 642.7113 | Window:Renew any type window with purpose made PVCu factory glazed tilt/turn window with cill, 28mm double glazed, fixed lights, weatherstripping, ironmongery make good, 3 No. opening lights. | Window:Renew any type window with purpose made PVCu factory glazed tilt/turn window with cill, double glazed internally with 28mm thick hermetically sealed units, including ne 3 No. opening light, fixed lights, thermal breaks, compressible weatherstripping, ironmongery including stainless steel tilt and turn gear, espagnolette locking system with locking handles, glazing beads, trickle ventilators including screens, remove existing and fix new to prepared opening using cleats or screw bolts, seal around externally with flexible foam strip and silicone sealant, make good all finishes internally and externally and remove waste and debris. | 642.7113
313713 |  | R | N | Y | N | JR | WINDOW:RENEW WITH PVCU TILT TURN 4 LIGHT | Carpentry and Joinery | Windows | Windows - Tilt and Turn - Purpose Made PVCu | SM | 694.3476 | Window:Renew any type window with purpose made PVCu factory glazed tilt/turn window with cill, 28mm double glazed, fixed lights, weatherstripping, ironmongery make good, 4 No. opening lights. | Window:Renew any type window with purpose made PVCu factory glazed tilt/turn window with cill, double glazed internally with 28mm thick hermetically sealed units, including ne 4 No. opening light, fixed lights, thermal breaks, compressible weatherstripping, ironmongery including stainless steel tilt and turn gear, espagnolette locking system with locking handles, glazing beads, trickle ventilators including screens, remove existing and fix new to prepared opening using cleats or screw bolts, seal around externally with flexible foam strip and silicone sealant, make good all finishes internally and externally and remove waste and debris. | 694.3476
313801 | New | R | N | Y | N | JR | WINDOW:RENEW PVCU SLIDING SASH SINGLE GLAZED | Carpentry and Joinery | Windows | Windows - Sliding sash - Purpose Made PVCu | SM | 496.6298 | Window:Renew with pm PVCu factory single glazed double hung cased box frame, cill and 2 sashes, gaskets etc, thermal breaks, weather-stripping, ironmongery, trickle vents, sealant, make good, trims | Window:Renew window with purpose made PVCu factory glazed double hung cased box frame, cill and sashes complete with 2 sashes, single glazed internally with 6mm clear or obscure sheet glass complete with beading, gaskets etc, thermal breaks, compressible weather-stripping, all ironmongery, trickle vents, remove existing and fix new into prepared opening using cleats or screw bolts, seal around externally with flexible foam strip and silicone sealant, make good all finishes, internally and externally, complete with PVC-u cover mouldings, slips or trims and remove waste and debris. | 496.6298
313803 | New | R | N | Y | N | JR | WINDOW:RENEW PVCU SLIDING SASH DOUBLE GLAZED | Carpentry and Joinery | Windows | Windows - Sliding sash - Purpose Made PVCu | SM | 528.8361 | Window:Renew with pm PVCu factory double glazed double hung cased box frame, cill and 2 sashes, gaskets etc, thermal breaks, weather-stripping, ironmongery, trickle vents, sealant, make good, trims | Window:Renew window with purpose made PVCu factory glazed double hung cased box frame, cill and sashes complete with 2 sashes, double glazed internally with 28mm thick hermetically sealed Low E glass units, thermal breaks, compressible weather-stripping, all ironmongery, trickle vents, remove existing and fix new into prepared opening using cleats or screw bolts, seal around externally with flexible foam strip and silicone sealant, make good all finishes, internally and externally, complete with PVC-u cover mouldings, slips or trims and remove waste and debris. | 528.8361
313805 | New | R | N | Y | N | JR | WINDOW:EXTRA OVER PVCU SLIDING SASH ENHANCE U(1.4) | Carpentry and Joinery | Windows | Windows - Sliding sash - Purpose Made PVCu | SM | 59.67 | Window:Extra over any purpose made PVCu factory glazed vertical sliding sash window for having enhanced U Value of 1.4 in lieu of 1.2 | Window:Extra over any purpose made PVCu factory glazed vertical sliding sash window for having enhanced U Value of 1.4 in lieu of 1.2 | 59.67
314003 |  | R | N | Y | N | JR | GLAZING:DISCOUNT FOR SINGLE GLAZING | Carpentry and Joinery | Windows | Glazing Variants | SM | -36.504 | Glazing:Discount for provide and fix any combination of single glazing in lieu of double glazing to timber windows (measured per nett square metre glass area or fraction thereof). | Glazing:Discount for provide and fix any combination of single glazing in lieu of double glazing to timber windows including all adjustments to frames, sashes and the like (measured per nett square metre glass area or fraction thereof). | -36.504
314007 |  | R | N | Y | N | JR | GLAZING:EXTRA FOR LAMINATED SAFETY BOTH | Carpentry and Joinery | Windows | Glazing Variants | SM | 30.42 | Glazing:Extra to provide laminated safety glass DG unit (both skins) in lieu of clear low E/float or Clear low E/obscured pattern group 1 to renewed timber windows (measured per nett sm glass area) | Glazing:Extra cost for provide and fix laminated safety glass double glazed unit (both skins) in lieu of clear low E/float or low E/obscured pattern group 1 to renewed timber window sashes, casements and the like (measured per nett square metre glass area or fraction thereof). | 30.42
314011 | New | R | N | Y | N | JR | GLAZING:EXTRA FOR LAMINATED SAFETY OUTER | Carpentry and Joinery | Windows | Glazing Variants | SM | 26.7696 | Glazing:Extra cost to provide laminated safety glass (outer face) DG unit in lieu of clear low E/float or Clear low E/obscured pattern group 1 to renewed window sashes, casements, etc (per net SM) | Glazing:Extra cost to provide laminated safety glass (outer face only) double glazed unit in lieu of clear low E/float or Clear low E/obscured pattern group 1 to renewed window sashes, casements and the like (measured per net square metre of glass area or fraction thereof) | 26.7696
314013 | New | R | N | Y | N | JR | GLAZING:EXTRA FOR TOUGHENED GLASS | Carpentry and Joinery | Windows | Glazing Variants | SM | 83.1051 | Glazing:Extra cost to provide toughened glass (both faces) double glazed unit in lieu of clear low E/float/obscured pattern group 1 to to renewed windows (measured per net square metre of glass area) | Glazing:Extra cost to provide toughened glass (both faces )double glazed unit in lieu of clear low E/float or Clear low E/obscured pattern group 1 to to renewed window sashes, casements and the like (measured per net square metre of glass area or fraction thereof) | 83.1051
314015 | New | R | N | Y | N | JR | GLAZING:EXTRA FOR PLASTICOL PANEL | Carpentry and Joinery | Windows | Glazing Variants | SM | 66.924 | Glazing:Extra cost to provide composite insulated panel PVcu faced both sides unit in lieu of clear low E/float/obscured pattern group 1 to renewed windows (msd per net square metre of glass area) | Glazing:Extra cost to provide plasticol composite insulated panel PVcu faced both sides unit in lieu of clear low E/float or Clear low E/obscured pattern group 1 to renewed window sashes, casements and the like (measured per net square metre of glass area or fraction thereof) | 66.924
314017 | New | R | N | Y | N | JR | GLAZING:EXTRA FOR SELF CLEANING OUTER | Carpentry and Joinery | Windows | Glazing Variants | SM | 113.8878 | Glazing:Extra cost to provide self cleaning glass (outer face only) double glazed unit in lieu of clear low E/float/obscured pattern group 1 to renewed window (msd per net square metre of glass area) | Glazing:Extra cost to provide self cleaning glass (outer face only) double glazed unit in lieu of clear low E/float or Clear low E/obscured pattern group 1 to renewed window sashes, casements and the like (measured per net square metre of glass area or fraction thereof) | 113.8878
314019 | New | R | N | Y | N | JR | GLAZING:EXTRA FOR GEORGIAN BAR INSERTS | Carpentry and Joinery | Windows | Glazing Variants | SM | 46.2384 | Glazing:Extra cost to provide georgian bar inserts in double glazed unit installed in renewed window sashes, casements and the like (measured per net square metre of glass area or fraction thereof) | Glazing:Extra cost to provide georgian bar inserts in double glazed unit installed in renewed window sashes, casements and the like (measured per net square metre of glass area or fraction thereof) | 46.2384
314021 | New | R | N | Y | N | JR | GLAZING:EXTRA FOR EXTERNAL GEORGIAN BARS | Carpentry and Joinery | Windows | Glazing Variants | SM | 61.6941 | Glazing:Extra cost to provide externally fitted georgian bars with integral space bar installed in renewed window sashes, casements and the like (measured per net square metre of glass area) | Glazing:Extra cost to provide externally fitted georgian bars with integral space bar installed in renewed window sashes, casements and the like (measured per net square metre of glass area or fraction thereof) | 61.6941
315001 |  | U | Y | N | Y | JR | WINDOW:EASE AND ADJUST INCLUDING REMOVE | Carpentry and Joinery | Windows | Windows - Timber - Repairs | NO | 22.5267 | Window:Ease any size and type of opening sash, pivot sash, sliding sash including remove, refix sash, beads etc, oil, adjust hinges, ironmongery, touch up decoration, test for effective operation. | Window:Ease any size and type ofcasement, opening sash, pivot sash, sliding sash including remove and refix sash or casemement, beads etc., oil and adjust hinges and ironmongery as necessary, touch up decoration to match existing, test to ensure effective operation. | 22.5267
315006 |  | R | N | Y | N | JR | WINDOW:RENEW PREFINISHED SW CASEMENT DOUBLE GLAZED | Carpentry and Joinery | Windows | Windows - Timber - Repairs | SM | 158.7775 | Window:Renew ne 900x600mm prefinished double glazed softwood casement with factory applied finish, any size or profile members to match existing and hanging on new pair of steel stormproof hinges. | Window:Renew ne 900x600mm prefinished softwood casement with factory applied finish, consisting of any size or profile members to match existing and hanging on new pair of steel stormproof hinges, double glazed, remove and refix or renew window ironmongery and remove waste and debris. | 158.7775
315007 |  | R | N | Y | N | JR | WINDOW:RENEW NE 0.9X0.6M SW CASEMENT DOUBLE GLAZED | Carpentry and Joinery | Windows | Windows - Timber - Repairs | NO | 154.2481 | Window:Renew ne 900x600mm casement with single glazed treated softwood casement, any size or profile members to match existing, hang on pair of 50mm steel butt storm hinges, prepare to decorate. | Window:Renew ne 900x600mm casement with preservative treated softwood casement, consisting of any size or profile members to match existing and hanging on new pair of 50mm steel butt storm hinges, double glazed, remove and refix or renew window ironmongery as necessary and decorate to match existing internally and prepare for redecoration externally and remove waste and debris. | 154.2481
315008 |  | R | N | Y | N | JR | WINDOW:RENEW NE 0.9X0.6M HW CASEMENT DOUBLE GLAZED | Carpentry and Joinery | Windows | Windows - Timber - Repairs | NO | 150.7208 | Window:Renew ne 900x600mm casement with hardwood casement, factory applied base stain, any size or profile members to match existing, hang on pair of 50mm steel butt storm hinges, prepare to decorate. | Window:Renew ne 900x600mm casement with hardwood casement, factory applied base stain consisting of any size or profile members to match existing and hanging on new pair of 50mm steel butt storm hinges, double glazed, remove and refix or renew window ironmongery as necessary and decorate to match existing internally and prepare for redecoration externally and remove waste and debris. | 150.7208
315009 |  | R | N | Y | N | JR | WINDOW:RENEW FIXED SASH NE 0.9X0.6M DOUBLE GLAZED | Carpentry and Joinery | Windows | Windows - Timber - Repairs | NO | 227.2612 | Sash:Renew ne 900x600mm fixed sash with double glazed treated softwood sash, any size or profile members to match existing, bed in linseed oil putty, screw fixed to frame, prepare to decorate. | Sash:Renew ne 900x600mm fixed sash with preservative treated softwood sash, consisting of any size or profile members to match existing and bedded in linseed oil putty and screw fixed to frame, double glazed and prepare to decorate and remove waste and debris. | 227.2612
315010 |  | R | N | Y | N | JR | WINDOW:RENEW FIXED PREFINISHED SASH DOUBLE GLAZED | Carpentry and Joinery | Windows | Windows - Timber - Repairs | NO | 244.8473 | Sash:Renew ne 900x600mm prefinished fixed softwood sash, double glazed treated softwood sash, to match existing, bed in linseed oil putty, screw fixed to frame, prepare to decorate. | Sash:Renew ne 900x600mm prefinished softwood fixed sash with factory applied finish, consisting of any size or profile members to match existing and bedded in linseed oil putty and screw fixed to frame, double glazed, prepare to decorate and remove waste and debris. | 244.8473
315011 |  | R | N | Y | N | JR | WINDOW:RENEW PIVOT SASH DOUBLE GLAZED | Carpentry and Joinery | Windows | Windows - Timber - Repairs | NO | 426.1487 | Window:Renew pivot sash with single glazed treated softwood pivot, any size or profile to match existing and hang on new pair of pivot hinges, preapre to decorate. | Window:Renew pivot sash with preservative treated softwood pivot, consisting of any size or profile to match existing framing and hanging on new pair of pivot hinges, double glazed, remove and refix or renew window ironmongery as necessary and decorate to match existing internally and prepare for redecoration externally and remove waste and debris. | 426.1487
315012 |  | R | N | Y | N | JR | WINDOW:RENEW PREFINISHED PIVOT SASH DOUBLE GLAZED | Carpentry and Joinery | Windows | Windows - Timber - Repairs | SM | 460.1702 | Window:Renew pivot sash with prefinished double glazed softwood pivot, any size or profile to match existing framing, factory applied finish and hanging on new pair of pivot hinges. | Window:Renew pivot sash with prefinished double glazed softwood pivot, consisting of any size or profile to match existing framing, factory applied finish and hanging on new pair of pivot hinges, remove and refix or renew window ironmongery as necessary and remove waste and debris. | 460.1702
315013 |  | R | N | Y | N | JR | WINDOW:RENEW SLIDING SASH DOUBLE GLAZED | Carpentry and Joinery | Windows | Windows - Timber - Repairs | NO | 300.4142 | Window:Renew double glazed treated softwood sliding sash to box sash window, any size or profile to match existing, complete with cords, ease and adjust, and prepare to decorate externally. | Window:Renew preservative treated double glazed softwood sliding sash to box sash window, any size or profile to match existing, complete with cords, ease and adjust, remove and refix or renew window ironmongery as necessary and decorate to match existing internally and prepare for redecoration externally and remove waste and debris. | 300.4142
315014 |  | R | N | Y | N | JR | GLAZING REPAIRS:EXTRA FOR LAMINATED SAFETY | Carpentry and Joinery | Windows | Glazing Variants | SM | 30.42 | Glazing:Extra cost for laminated safety glass double glazed unit in lieu of clear/obscure double glazed unit to timber windows (measured per nett square metre glass area or fraction thereof). | Glazing:Extra cost for provide and fix laminated safety glass double glazed unit in lieu of clear _low E/clear float or Clear low E/obscured pattern group 1 to renewed timber window sashes, casements and the like (measured per nett square metre glass area or fraction thereof). | 30.42
315015 |  | R | N | N | N | JR | WINDOW:RENEW SOFTWOOD PARTING OR STAFF BEAD | Carpentry and Joinery | Windows | Windows - Timber - Repairs | LM | 14.1481 | Window:Renew softwood parting bead to box sash window complete and decorate to match existing internally and prepare for redecoration externally and remove waste and debris. | Window:Renew softwood parting bead to box sash window complete and decorate to match existing internally and prepare for redecoration externally and remove waste and debris. | 14.1481
315019 |  | R | N | N | N | JR | WINDOW:RENEW SET OF SASH CORDS | Carpentry and Joinery | Windows | Windows - Timber - Repairs | IT | 32.0299 | Window:Renew set of pulley cords complete including remove and refix sliding sash pockets and beads and ease pulley (per sash). | Window:Renew set of pulley cords complete including remove and refix sliding sash pockets and beads and ease pulley (per sash). | 32.0299
315021 |  | R | N | N | N | JR | WINDOW:RENEW PULLEY WHEEL TO BOX SASH | Carpentry and Joinery | Windows | Windows - Timber - Repairs | NO | 40.2629 | Window:Renew sliding sash pulley wheel including remove and refix sash and renew cords if required, touch up decorations to match existing, and remove waste and debris. | Window:Renew sliding sash pulley wheel including remove and refix sash and renew cords if required, touch up decorations to match existing and remove waste and debris. | 40.2629
315023 |  | R | N | N | N | JR | WINDOW:RENEW SASH WEIGHT(S) TO BOX SASH | Carpentry and Joinery | Windows | Windows - Timber - Repairs | NO | 72.8059 | Box Sash:Renew weight(s) to sliding sash including remove and refix sash and renew cords if required, touch up decorations to match existing. | Box Sash:Renew weight(s) to sliding sash including remove and refix sash and renew cords if required, touch up decorations to match existing and remove waste and debris. | 72.8059
315025 |  | R | N | N | N | JR | WINDOW:RENEW SPIRAL BALANCES TO BOX SASH | Carpentry and Joinery | Windows | Windows - Timber - Repairs | IT | 66.8116 | Balance:Renew any type and size of spiral balances to double hung sash unit including remove+refix sashes, beads, linings etc, renew balances, test and make good decorations to match existing. | Balance:Renew any type and size of spiral balances to double hung sash unit including remove and refix sashes, beads, linings etc., renew balances, test and make good decorations to match existing and remove waste and debris. | 66.8116
315027 |  | R | N | N | N | JR | WINDOW FRAME:CUT OUT SPLICE NEW SOFTWOOD SECTION | Carpentry and Joinery | Windows | Windows - Timber - Repairs | LM | 59.9738 | Window Frame:Cut out and splice in new section treated softwood frame any size or profile to match existing, plugged to brickwork, point with sealant, make good plasterwork, decorate to match. | Window Frame:Cut out and splice in new section treated softwood frame any size or profile to match existing, plugged to brick work and pointed with sealant, make good to plasterwork and decorate to match existing and remove waste and debris. | 59.9738
315029 |  | R | N | N | N | JR | WINDOW CILL:CUT OUT SPLICE NEW HARDWOOD NE 300MM | Carpentry and Joinery | Windows | Windows - Timber - Repairs | IT | 58.9325 | Window Cill:Cut out and splice in new section ne 300mm long any size or profile of preservative hardwood cill to match, plugged to brickwork, point with sealant, make good plasterwork. | Window Cill:Cut out and splice in new section ne 300mm long any size or profile of preservative hardwood cill to match existing frame, plugged to brickwork, and pointed with sealant, make good plasterwork and decorate to match existing internally and prepare for redecoration externally and remove waste and debris. | 58.9325
315031 |  | R | N | N | N | JR | WINDOW CILL:CUT OUT SPLICE NEW HARDWOOD OVER 300MM | Carpentry and Joinery | Windows | Windows - Timber - Repairs | LM | 100.604 | Window Cill:Cut out and splice in new section over 300mm long any size or profile of preservative hardwood cill to match, plugged to brickwork, point with sealant, make good plasterwork. | Window Cill:Cut out and splice in new section over 300mm long any size or profile of preservative hardwood cill to match existing frame, plugged to brickwork, and pointed with sealant, make good plasterwork and decorate to match existing internally and prepare for redecoration externally and remove waste and debris. | 100.604
315033 |  | R | N | N | N | JR | WINDOW FRAME:CUT OUT SPLICE EPOXY SOFTWOOD SECTION | Carpentry and Joinery | Windows | Windows - Timber - Repairs | LM | 74.4802 | Window Frame:Cut out and splice in new section treated softwood frame any size or profile to match existing bonded and pointed using two part epoxy product, plugged to brickwork, make good, finishes. | Window Frame:Cut out and splice in new section treated softwood frame any size or profile to match existing, new section to be bonded in place and pointed in using a two part epoxy adhesive/filler plugged to brick work, make good to plasterwork and decorate to match existing and remove waste and debris. | 74.4802
315035 |  | R | N | N | N | JR | WINDOW:RENEW GLAZING BEAD | Carpentry and Joinery | Windows | Windows - Timber - Repairs | LM | 12.6377 | Window:Renew with 14x20mm preservative treated softwood or hardwood glazing bead and prepare to redecorate and remove waste and debris. | Window:Renew with 14x20mm preservative treated softwood or hardwood glazing bead and prepare to redecorate and remove waste and debris. | 12.6377
315039 |  | R | N | N | N | JR | WINDOW:REFIX LOOSE GLAZING BEAD | Carpentry and Joinery | Windows | Windows - Timber - Repairs | LM | 6.4832 | Window:Refix loose glazing bead and bed in sealant. | Window:Refix loose glazing bead and bed in sealant. | 6.4832
315041 |  | R | N | N | N | JR | WINDOW:RENEW CILL NOSING | Carpentry and Joinery | Windows | Windows - Timber - Repairs | LM | 46.7158 | Window:Renew front section of cill with any size or profile to match existing, with screws and pellats, bed in sealant, cut out defective section and shape new to match existing, redecorate. | Window:Renew front section of cill with any size or profile to match existing with screws and pellated and bed in sealant including cut out defective section and shape new to match existing, redecorate to match existing and remove waste and debris. | 46.7158
315043 |  | R | N | N | N | JR | WINDOW:RENEW GLAZING BAR | Carpentry and Joinery | Windows | Windows - Timber - Repairs | LM | 52.0178 | Window:Renew glazing bar, any size or profile to match existing, reglaze with existing glass, splice new section, remove/refix sashes, prepare to redecorate (refixing of glass is Contractors risk). | Window:Renew glazing bar, any size or profile to match existing, reglaze with existing glass, splice new section, remove/refix sashes as required, prepare to redecorate (refixing of glass is Provider's risk). | 52.0178
315045 |  | R | N | N | N | JR | WINDOW:RENEW WEATHER MOULD | Carpentry and Joinery | Windows | Windows - Timber - Repairs | LM | 13.2692 | Window:Renew weather or parrot mould, cut out old and fix new mould, prepare for redecoration, and remove waste and debris. | Window:Renew weather or parrot mould, cut out old and fix new mould, redecorate to match existing and remove waste and debris. | 13.2692
315047 |  | R | N | N | N | JR | WINDOW:REPAIR SASH RAIL OR STILE | Carpentry and Joinery | Windows | Windows - Timber - Repairs | LM | 77.1197 | Window:Repair sash rail or stile any size or profile to match existing, reglaze with existing glass, splice new section, remove/refix sashes, decorate (refixing of glass is Contractors risk). | Window:Repair sash rail or stile any size or profile to match existing, reglaze with existing glass, splice new section, remove/refix fittings, redecorate to match existing (refixing of glass is Provider's risk). | 77.1197
315049 |  | U | N | N | Y | JR | WINDOW:OVERHAUL CASEMENT | Carpentry and Joinery | Windows | Windows - Timber - Repairs | NO | 54.4447 | Window:Overhaul timber casement window, dismantle reassemble, ease, adjust, renew sealing gaskets, renew fixing screws, remove, refit or renew ironmongery, renew putty, mastic, touch up. | Window:Overhaul timber casement window, dismantle as necessary and subsequently reassemble including freeing, easing and adjusting casements to give correct operation, renew sealing gaskets, renew fixing screws, remove, refit or renew ironmongery as necessary, rake out and renew defective putty and mastic, touch up decorations externally and internally to match existing and remove waste and debris. | 54.4447
315051 |  | U | N | N | Y | JR | WINDOW:OVERHAUL SASH | Carpentry and Joinery | Windows | Windows - Timber - Repairs | NO | 68.8904 | Window:Overhaul timber sash window, renew staff and parting beads, take out sashes, rehang on new sash cords, ease, adjust sashes, remove, refit or renew ironmongery, renew putty, mastic, touch up. | Window:Overhaul timber sash window, renew staff and parting beads, take out sashes and later rehang on appropriate sized new undyed plaited nylon sash cords, renew pocket pieces, wedge and cramp loose sash frames, oil pulleys, ease and adjust sashes, remove, refit or renew ironmongery, rake out and renew defective putty and mastic, touch up decorations internally to match existing and prepare for redecoration externally and remove waste and debris. | 68.8904
315053 |  | R | N | Y | N | JR | WINDOW:RENEW MULTIPOINT KEEPER | Carpentry and Joinery | Windows | Windows - Timber - Repairs | NO | 22.4902 | Window:Renew keeper to multipoint locking system to timber window, ease and adjust as necessary, touch up decorations and make good. | Window:Renew keeper to multipoint locking system to timber window, ease and adjust as necessary, touch up decorations and make good. | 22.4902
315055 |  | R | N | Y | N | JR | WINDOW:RENEW TRICKLE WINDOW VENTILATOR | Carpentry and Joinery | Windows | Windows - Timber - Repairs | NO | 19.5001 | Window:Renew or supply and install two part trickle window ventilator screwed to timber window, cut suitable sized aperture in window frame to suit ventilation requirements, make good. | Window:Renew or supply and install two part trickle window ventilator screwed to timber window, including cutting suitable sized aperture in window frame to suit ventilation requirements touch up decorations and make good. | 19.5001
315057 |  | R | N | Y | N | JR | WINDOW:RENEW ACOUSTIC WINDOW VENTILATOR | Carpentry and Joinery | Windows | Windows - Timber - Repairs | NO | 71.1285 | Window:Renew or supply and install two part acoustic window ventilator screwed to timber window, cut suitable sized aperture in window frame to suit ventilation requirements and make good. | Window:Renew or supply and install two part acoustic window ventilator screwed to timber window, including cutting suitable sized aperture in window frame to suit ventilation requirements touch up decorations and make good. | 71.1285
315075 | New | R | N | Y | N | JR | WINDOW:RENEW LEGACY SLIDING SASH DOUBLE GLAZED | Carpentry and Joinery | Windows | Windows - Timber - Repairs | SM | 403.538 | Window:Renew preservative treated heritage or legacy vacuum double glazed softwood sliding sash to match existing to box sash window, any size or profile, complete with cords, ironmongery, decorate | Window:Renew preservative treated heritage or legacy vacuum double glazed softwood sliding sash to match existing v to box sash window, any size or profile, complete with cords, ease and adjust, remove and refix or renew window ironmongery as necessary and decorate to match existing internally and prepare for redecoration externally and remove waste and debris. | 403.538
315105 |  | R | N | N | N | JR | TIMBER:EPOXY REPAIR NE 10MM X OVER 300MM | Carpentry and Joinery | Windows | Windows - Timber - Repairs - Compounds | LM | 63.6175 | Timber:Cut away defective material, two part epoxy resin based compound filling to joints, cracks, shakes, splits etc., any width ne 10mm, any depth, over 300mm long, make good. | Timber:Repair decayed external joinery timber, carefully cut away defective material, two part epoxy resin based filler/repair compound filling to joints, cracks, shakes, splits and the like, any width ne 10mm, any depth, exceeding 300mm long all preparatory work and making good, preparation for redecoration. | 63.6175
315107 |  | R | N | N | N | JR | TIMBER:EPOXY REPAIR NE 10MM X NE 300MM | Carpentry and Joinery | Windows | Windows - Timber - Repairs - Compounds | NO | 44.3164 | Timber:Cut away defective material, two part epoxy resin based compound filling to joints, cracks, shakes, splits etc., any width ne 10mm, any depth, ne 300mm long, make good. | Timber:Repair decayed external joinery timber, carefully cut away defective material, two part epoxy resin based filler/repair compound filling to joints, cracks, shakes, splits and the like, any width ne 10mm, any depth, ne 300mm long all preparatory work and making good, preparation for redecoration. | 44.3164
315109 |  | R | N | N | N | JR | TIMBER:EPOXY REPAIR NE 25MM X NE 300MM PLAIN | Carpentry and Joinery | Windows | Windows - Timber - Repairs - Compounds | NO | 50.8918 | Timber:Cut away defective material, two part epoxy resin based compound filling to joints, cracks, shakes, splits etc., any width ne 25mm, any depth, over 300mm long, make good. | Timber:Repair decayed external joinery timber, carefully cut away defective material, two part epoxy resin based filler/repair compound filling to plain surfaces and the like, any width ne 25mm, any depth, ne 300mm long all preparatory work and making good, preparation for redecoration. | 50.8918
315111 |  | R | N | N | N | JR | TIMBER:EPOXY REPAIR NE 50MM X NE 300MM PLAIN | Carpentry and Joinery | Windows | Windows - Timber - Repairs - Compounds | NO | 59.6668 | Timber:Cut away defective material, two part epoxy resin based compound filling to joints, cracks, shakes, splits etc., any width over 25mm ne 50mm, any depth, ne 300mm long, make good. | Timber:Repair decayed external joinery timber, carefully cut away defective material, two part epoxy resin based filler/repair compound filling to plain surfaces and the like, any width exceeding 25mm but ne 50mm, any depth, ne 300mm long all preparatory work and making good, preparation for redecoration. | 59.6668
315113 |  | R | N | N | N | JR | TIMBER:EPOXY REPAIR NE 75MM X NE 300MM PLAIN | Carpentry and Joinery | Windows | Windows - Timber - Repairs - Compounds | NO | 77.2168 | Timber:Cut away defective material, two part epoxy resin based compound filling to joints, cracks, shakes, splits etc., any width over 50mm ne 75mm, any depth, ne 300mm long, make good. | Timber:Repair decayed external joinery timber, carefully cut away defective material, two part epoxy resin based filler/repair compound filling to plain surfaces and the like, any width exceeding 50mm but ne 75mm, any depth ne 300mm long all preparatory work and making good, preparation for redecoration. | 77.2168
315115 |  | R | N | N | N | JR | TIMBER:EPOXY REPAIR NE 25MM X NE 300MM IRREGULAR | Carpentry and Joinery | Windows | Windows - Timber - Repairs - Compounds | NO | 53.0914 | Timber:Cut away defective material, two part epoxy resin based compound filling to joints, cracks, shakes, splits etc., any width ne 25mm, any depth, ne 300mm long, make good. | Timber:Repair decayed external joinery timber, carefully cut away defective material, two part epoxy resin based filler/repair compound filling to irregular surfaces, mouldings and the like, any width ne 25mm, any depth, ne 300mm long all preparatory work and making good, preparation for redecoration. | 53.0914
315117 |  | R | N | N | N | JR | TIMBER:EPOXY REPAIR NE 50MM X NE 300MM IRREGULAR | Carpentry and Joinery | Windows | Windows - Timber - Repairs - Compounds | NO | 66.2422 | Timber:Cut away defective material, two part epoxy resin based compound filling to irregular surfaces, mouldings etc., any width exc 25mm ne 50mm, any depth, ne 300mm long, make good. | Timber:Repair decayed external joinery timber, carefully cut away defective material, two part epoxy resin based filler/repair compound filling to irregular surfaces, mouldings and the like, any width exceeding 25mm but ne 50mm, any depth, ne 300mm long all preparatory work and making good, preparation for redecoration. | 66.2422
315119 |  | R | N | N | N | JR | TIMBER:EPOXY REPAIR NE 75MM X NE 300MM IRREGULAR | Carpentry and Joinery | Windows | Windows - Timber - Repairs - Compounds | NO | 88.1797 | Timber:Cut away defective material, two part epoxy resin based compound filling to irregular surfaces, mouldings etc., any width exc 50mm ne 75mm, any depth, ne 300mm long, make good. | Timber:Repair decayed external joinery timber, carefully cut away defective material, two part epoxy resin based filler/repair compound filling to irregular surfaces, mouldings and the like, any width exceeding 50mm but ne 75mm, any depth, ne 300mm long all preparatory work and making good, preparation for redecoration. | 88.1797
316001 | New | R | N | N | N | JR | ALUMINIUM WDW:RENEW WITH POLYESTER COATED 1 LIGHT | Carpentry and Joinery | Windows | Windows - Polyester Coated Aluminium | SM | 504.326 | Window:Renew with aluminium polyester powder coated casement window, 1 opening light, weatherstrip, remove, fix new, sealant, 28mm double glazed, ironmongery, make good structure, finishes, decoration | Window:Renew aluminium window, polyester powder coated casement window, 1 opening light, weatherstripping, remove existing, fix new in prepared opening, point in sealant, double glazed internally with 28mm thick sealed Low E glass unit, all ironmongery, make good to structure and all finishings and decorations internally and externally. | 504.326
316003 | New | R | N | N | N | JR | ALUMINIUM WDW:RENEW WITH POLYESTER COATED 2 LIGHT | Carpentry and Joinery | Windows | Windows - Polyester Coated Aluminium | SM | 562.8962 | Window:Renew with aluminium polyester powder coated casement window, 2 opening light, weatherstrip, remove, fix new, sealant, 28mm double glazed, ironmongery, make good structure, finishes, decoration | Window:Renew aluminium window, polyester powder coated casement window, 2 opening lights, weatherstripping, remove existing, fix new in prepared opening, point in sealant, double glazed internally with 28mm thick sealed Low E glass unit, all ironmongery, make good to structure and all finishings and decorations internally and externally. | 562.8962
316005 | New | R | N | N | N | JR | ALUMINIUM WDW:RENEW WITH POLYESTER COATED 3 LIGHT | Carpentry and Joinery | Windows | Windows - Polyester Coated Aluminium | SM | 872.0921 | Window:Renew with aluminium polyester powder coated casement window, 3 opening light, weatherstrip, remove, fix new, sealant, 28mm double glazed, ironmongery, make good structure, finishes, decoration | Window:Renew aluminium window, polyester powder coated casement window, 3 opening lights, weatherstripping, remove existing, fix new in prepared opening, point in sealant, double glazed internally with 28mm thick sealed Low E glass unit, all ironmongery, make good to structure and all finishings and decorations internally and externally. | 872.0921
316209 |  | R | N | N | N | JR | WINDOW:RENEW TIMBER SUB-FRAME TO METAL | Carpentry and Joinery | Windows | Windows - Metal - Timber Sub-Frame | LM | 42.084 | Window:Renew timber sub-frame and cill to any steel window, take out, set aside and refix window remove sub-frame, fix treated softwood frame and treated hardwood cill, make good, prepare to decorate. | Window:Renew timber sub-frame and cill to any steel window, including take out existing metal window and set aside, remove sub- frame, prepare for and supply and fix preservative treated softwood frame and preservative treated hardwood cill to any size or profile to match existing suit window bedded in mortar and pointed with sealant refix steel window, make good to plasterwork and cill board and decorate to match existing internally and prepare for redecoration externally and remove waste and debris. | 42.084
316401 |  | U | Y | N | Y | JR | WINDOW:EASE OIL BUTTS ADJUST ANY METAL | Carpentry and Joinery | Windows | Windows - Metal - Repairs | NO | 14.0428 | Window:Ease and oil butts to metal window including force open if necessary, strip paint, file and grind edges. | Window:Ease and oil butts to metal window including force open if necessary, strip paint, file and grind edges, ease hinges to metal window, touch up decorations internally to match existing and prepare for redecoration externally. | 14.0428
316405 |  | R | N | N | N | JR | WINDOW:RENEW WEATHER/DRAUGHT PROOFING METAL | Carpentry and Joinery | Windows | Windows - Metal - Repairs | IT | 25.7882 | Window:Renew proprietary weather/draught proofing to any opening light to metal window and adjust window as necessary to ensure effective operation. | Window:Renew proprietary weather/draught proofing to any opening light to metal window and adjust window as necessary to ensure effective operation. | 25.7882
316407 |  | E | Y | N | Y | JR | WINDOW:OVERHAUL METAL | Carpentry and Joinery | Windows | Windows - Metal - Repairs | NO | 54.4447 | Window:Overhaul any type of metal window, dismantle, reassemble, ease, oil adjust casements, file and grind edges, remove, refit or renew ironmongery, renew putty and mastic, touch up. | Window:Overhaul any type of metal window, dismantle as necessary and subsequently reassemble including freeing, easing, oiling and adjusting casements to give correct operation, including file and grind edges, renew fixing screws, remove, refit or renew ironmongery as necessary, rake out and renew defective putty and mastic, touch up decorations internally to match existing and remove waste and debris. | 54.4447
317201 |  | U | Y | N | Y | JR | WINDOW:EASE OIL BUTTS ADJUST ANY ALUMINIUM | Carpentry and Joinery | Windows | Windows - Aluminium - Repairs | NO | 12.7258 | Window:Ease and oil butts to any type of aluminium window including renewing runners if necessary. | Window:Ease and oil butts to any type of aluminium window including renewing runners if necessary. | 12.7258
317205 |  | E | Y | N | Y | JR | WINDOW:OVERHAUL ALUMINIUM | Carpentry and Joinery | Windows | Windows - Aluminium - Repairs | NO | 54.4447 | Window:Overhaul any type of aluminium window, dismantle, reassemble, ease, adjust casements, renew fixing screws, remove, refit or renew ironmongery, renew sealants and mastic, make good. | Window:Overhaul any type of aluminium window, dismantle as necessary and subsequently reassemble including freeing, easing and adjusting casements to give correct operation, renew fixing screws, remove, refit or renew ironmongery as necessary, rake out and renew defective sealants and mastic, make good. | 54.4447
318101 |  | R | N | N | N | JR | WINDOW:RENEW FANLIGHT PVCU SASH | Carpentry and Joinery | Windows | Windows - PVCu - Repairs | NO | 90.4489 | Window:Renew any size and type of fanlight sash to PVCu window including double glazing and all ironmongery and make good. | Window:Renew any size and type of fanlight sash to PVCu window including double glazing and all ironmongery and make good. | 90.4489
318103 |  | R | N | N | N | JR | WINDOW:RENEW SIDE HUNG PVCU SASH | Carpentry and Joinery | Windows | Windows - PVCu - Repairs | NO | 175.2286 | Window:Renew any size and type of sidehung sash to PVCu window including double glazing and all ironmongery and make good. | Window:Renew any size and type of sidehung sash to PVCu window including double glazing and all ironmongery and make good. | 175.2286
318105 |  | R | N | N | N | JR | WINDOW:RENEW TRICKLE VENT TO PVCU | Carpentry and Joinery | Windows | Windows - PVCu - Repairs | IT | 16.4282 | Window:Renew or repair any trickle vent to PVCu window. | Window:Renew or repair any trickle vent to PVCu window. | 16.4282
318107 |  | R | N | N | N | JR | WINDOW:RENEW HANDLE TO PVCU | Carpentry and Joinery | Windows | Windows - PVCu - Repairs | NO | 16.6687 | Window:Renew any defective or broken handle to PVCu window including remove existing, check, lubricate operating mechanism, renew handle to match existing and test. | Window:Renew any defective or broken handle to PVCu window including remove existing, check, lubricate operating mechanism, renew handle to match existing and test. | 16.6687
318108 |  | U | Y | N | Y | JR | WINDOW:RENEW LOCKING HANDLE TO PVCU | Carpentry and Joinery | Windows | Windows - PVCu - Repairs | NO | 19.9798 | Window:Renew any defective or broken locking handle to PVCu window including remove existing, check, lubricate operating mechanism, renew handle to match existing and test. | Window:Renew any defective or broken locking handle to PVCu window including remove existing, check, lubricate operating mechanism, renew handle to match existing and test. | 19.9798
318109 |  | R | N | N | N | JR | WINDOW:RENEW HINGE TO PVCU | Carpentry and Joinery | Windows | Windows - PVCu - Repairs | NO | 15.8029 | Window:Renew any defective or broken hinge to PVCu window including remove existing and renew hinge to match existing. | Window:Renew any defective or broken hinge to PVCu window including remove existing and renew hinge to match existing and remove waste and debris. | 15.8029
318111 |  | U | Y | N | Y | JR | WINDOW:RENEW ESPAGNOLETTE LOCK TO PVCU | Carpentry and Joinery | Windows | Windows - PVCu - Repairs | IT | 27.3939 | Window:Renew any defective or broken espagnolette locking mechanism to PVCu window including remove existing and renew to match existing and test. | Window:Renew any defective or broken espagnolette locking mechanism to PVCu window including remove existing and renew to match existing and test. | 27.3939
318113 |  | R | N | N | N | JR | WINDOW:RENEW SEALING GASKET TO PVCU | Carpentry and Joinery | Windows | Windows - PVCu - Repairs | IT | 12.913 | Window:Renew sealing gasket to any opening light of PVCu window (per opening light). | Window:Renew sealing gasket to any opening light of PVCu window (per opening light). | 12.913
318115 |  | U | N | N | Y | JR | WINDOW:CHECK LUBRICATE FITTINGS TO PVCU | Carpentry and Joinery | Windows | Windows - PVCu - Repairs | IT | 11.2633 | Window:Check operation of all fittings and operating mechanisms to PVCu window complete including lubricate and adjust as necessary. | Window:Check operation of all fittings and operating mechanisms to PVCu window complete including lubricate and adjust as necessary. | 11.2633
318117 |  | E | Y | N | Y | JR | WINDOW:EASE AND ADJUST PVCU SASH | Carpentry and Joinery | Windows | Windows - PVCu - Repairs | IT | 19.7473 | Window:Ease and adjust PVCu sash including realign as necessary. | Window:Ease and adjust PVCu sash including realign as necessary. | 19.7473
318119 |  | E | Y | N | Y | JR | WINDOW:OVERHAUL TILT TURN MECHANISM TO PVCU | Carpentry and Joinery | Windows | Windows - PVCu - Repairs | NO | 38.218 | Window:Check operation of tilt and turn mechanism to PVCu window including overhaul, lubricate and adjust as necessary. | Window:Check operation of tilt and turn mechanism to PVCu window including overhaul, lubricate and adjust as necessary. | 38.218
318121 |  | U | Y | N | Y | JR | WINDOW:RENEW TILT TURN MECHANISM TO PVCU | Carpentry and Joinery | Windows | Windows - PVCu - Repairs | NO | 165.8759 | Window:Renew any tilt and turn mechanism complete to PVCu window of any size to match existing, including remove existing, test and leave in proper working order. | Window:Renew any tilt and turn mechanism complete to PVCu window of any size to match existing, including remove existing, test and leave in proper working order and remove waste and debris. | 165.8759
318123 |  | U | N | N | Y | JR | WINDOW:CHILD RESTRICTOR TO PVCU | Carpentry and Joinery | Windows | Windows - PVCu - Repairs | NO | 40.5835 | Window:Renew or supply and fix new adjustable child proof restrictor/catch to any type of PVCu window including removing existing fitting. | Window:Renew or supply and fix new adjustable child proof restrictor/catch to any type of PVCu window including removing existing fitting. | 40.5835
318125 |  | U | N | N | Y | JR | WINDOW:OVERHAUL PVCU | Carpentry and Joinery | Windows | Windows - PVCu - Repairs | NO | 54.4447 | Window:Overhaul any type of PVCu window, dismantle reassemble, ease, adjust casements, remove, refit or renew ironmongery check, lubricate operating mechanism, renew gaskets, make good and test. | Window:Overhaul any type of PVCu window, dismantle as necessary and subsequently reassemble including freeing, easing and adjusting casements to give correct operation, renew fixing screws, remove, refit or renew ironmongery as necessary, check, lubricate operating mechanism, renew gaskets, make good and test. | 54.4447
318151 |  | R | N | N | N | JR | WINDOW:RENEW GLAZING BEAD TO PVCU | Carpentry and Joinery | Windows | Windows - PVCu - Repairs | LM | 12.4268 | Window:Renew any type of defective PVCu glazing bead including remove existing, clean, prepare and fit new bead to match existing including all cutting, mitres, sealing with silicone sealant. | Window:Renew any type of defective PVCu glazing bead including remove existing bead, clean, prepare and supply and fit new bead to match existing including all cutting, mitres, sealing with silicone sealant as necessary. | 12.4268
318155 |  | R | N | N | N | JR | WINDOW:RENEW OPENER GASKET TO PVCU | Carpentry and Joinery | Windows | Windows - PVCu - Repairs | LM | 5.061 | Window:Renew gasket to any style of PVCu window opening light. | Window:Renew gasket to any style of PVCu window opening light. | 5.061
318157 |  | R | N | N | N | JR | WINDOW:RENEW FRICTION STAY TO PVCU | Carpentry and Joinery | Windows | Windows - PVCu - Repairs | NO | 16.9261 | Window:Renew any type of stay with stainless steel friction stay to PVCu window. | Window:Renew any type of stay with stainless steel friction stay to PVCu window. | 16.9261
318159 |  | R | N | N | N | JR | WINDOW:RENEW RESTRAINING WEDGES TO PVCU | Carpentry and Joinery | Windows | Windows - PVCu - Repairs | NO | 5.5524 | Window:Renew plastic restraining wedges to friction stay guide to PVCu window. | Window:Renew plastic restraining wedges to friction stay guide to PVCu window. | 5.5524
318161 |  | R | N | N | N | JR | WINDOW:RENEW RESTRICTOR STAY TO PVCU | Carpentry and Joinery | Windows | Windows - PVCu - Repairs | NO | 16.6804 | Window:Renew restrictor stay to match existing to PVCu window. | Window:Renew restrictor stay to match existing to PVCu window. | 16.6804
318163 |  | R | N | N | N | JR | WINDOW:RENEW LOCKING HANDLE TO PVCU LOCKING PLATE | Carpentry and Joinery | Windows | Windows - PVCu - Repairs | NO | 22.858 | Window:Renew any type of window handle and striker plate with Securistyle Empress locking plate to PVCu window. | Window:Renew any type of window handle and striker plate with 'Securistyle Empress' locking plate to PVCu window. | 22.858
318165 |  | R | N | N | N | JR | WINDOW:RENEW DRIP MOULD BEAD TO PVCU | Carpentry and Joinery | Windows | Windows - PVCu - Repairs | LM | 7.7117 | Window:Renew drip mould bead to PVCu window and make good. | Window:Renew drip mould bead to PVCu window and make good. | 7.7117
318167 |  | R | N | N | N | JR | WINDOW:PROVIDE DRIP MOULD BEAD TO PVCU | Carpentry and Joinery | Windows | Windows - PVCu - Repairs | LM | 6.0441 | Window:Provide standard section PVCu drip mould bead, fix to PVCu window and make good. | Window:Provide standard section PVCu drip mould bead, fix to PVCu window and make good. | 6.0441
318169 |  | R | N | N | N | JR | WINDOW:PROVIDE 30MM EXTENSION FLANGE TO PVCU | Carpentry and Joinery | Windows | Windows - PVCu - Repairs | LM | 7.5417 | Window:Provide 30mm standard section PVCu extension flange, fix to PVCu window and make good. | Window:Provide 30mm standard section PVCu extension flange, fix to PVCu window and make good. | 7.5417
318171 |  | R | N | N | N | JR | WINDOW:PROVIDE 45MM EXTENSION FLANGE TO PVCU | Carpentry and Joinery | Windows | Windows - PVCu - Repairs | LM | 7.6119 | Window:Provide 45mm standard section PVCu extension flange, fix to PVCu window and make good. | Window:Provide 45mm standard section PVCu extension flange, fix to PVCu window and make good. | 7.6119
318173 |  | R | N | N | N | JR | WINDOW:PROVIDE 30MM BOX EXTENSION TO PVCU | Carpentry and Joinery | Windows | Windows - PVCu - Repairs | LM | 13.0407 | Window:Provide 30mm PVCu box extension piece, fix to PVCu window and make good. | Window:Provide 30mm PVCu box extension piece, fix to PVCu window and make good. | 13.0407
318175 |  | R | N | N | N | JR | WINDOW:PROVIDE 45MM BOX EXTENSION TO PVCU | Carpentry and Joinery | Windows | Windows - PVCu - Repairs | LM | 14.0118 | Window:Provide 45mm PVCu box extension piece fix to PVCu window and make good. | Window:Provide 45mm PVCu box extension piece fix to PVCu window and make good. | 14.0118
318177 |  | R | N | N | N | JR | WINDOW:RENEW DRAIN CAPS TO PVCU | Carpentry and Joinery | Windows | Windows - PVCu - Repairs | IT | 2.1357 | Window:Renew any missing or broken drain caps to PVCu window (per window). | Window:Renew any missing or broken drain caps to PVCu window (per window). | 2.1357
318179 |  | R | N | N | N | JR | WINDOW:REPOINT SILICONE TO PVCU FRAME | Carpentry and Joinery | Windows | Windows - PVCu - Repairs | LM | 5.2192 | Window:Rake out, prepare and repoint with silicone mastic sealant complete around any external face of PVCu window frame. | Window:Rake out, prepare and repoint with silicone mastic sealant complete around any external face of PVCu window frame. | 5.2192
318181 |  | R | N | N | N | JR | WINDOW:RENEW QUADRANT FILLET TO PVCU | Carpentry and Joinery | Windows | Windows - PVCu - Repairs | LM | 9.3731 | Window:Renew cellular PVCu quadrant cover fillet fixed with approved adhesive or other approved concealed fixing method internally around windows make good plasterwork and decorations. | Window:Renew cellular PVCu quadrant cover fillet fixed with approved adhesive or other approved concealed fixing method internally around windows make good plasterwork and decorations. | 9.3731
318185 |  | R | N | N | N | JR | WINDOW:RENEW CILL TO PVCU | Carpentry and Joinery | Windows | Windows - PVCu - Repairs | LM | 39.4164 | Window:Renew standard section PVCu cill to PVCu window, remove existing, clean, prepare and supply and fit new cill to match existing with end caps, all cutting, mitres, silicone sealant, make good. | Window:Renew standard section PVCu cill to PVCu window, remove existing cill, clean, prepare and supply and fit new cill to match existing including end caps, all cutting, mitres, sealing with silicone sealant as necessary and make good. | 39.4164
318187 |  | R | N | N | N | JR | WINDOW:PROVIDE CILL TO PVCU | Carpentry and Joinery | Windows | Windows - PVCu - Repairs | LM | 35.554 | Window:Provide standard section PVCu cill to PVCu window clean, prepare and supply and fit new cill including end caps all cutting, mitres, sealing with silicone sealant as necessary and make good. | Window:Provide standard section PVCu cill to PVCu window clean, prepare and supply and fit new cill including end caps all cutting, mitres, sealing with silicone sealant as necessary and make good. | 35.554
318189 |  | R | N | N | N | JR | WINDOW:RENEW CILL ENDS TO PVCU | Carpentry and Joinery | Windows | Windows - PVCu - Repairs | NO | 4.476 | Window:Renew any missing or broken cill ends to PVCu window (per window). | Window:Renew any missing or broken cill ends to PVCu window (per window). | 4.476
318201 |  | U | N | N | Y | JR | DOOR FRAME:RAKE OUT AND REPOINT SEALANT | Carpentry and Joinery | Windows | Windows and Door Frames - Silicone Pointing | IT | 19.2676 | Door Frame:Rake out, prepare and repoint with silicone mastic sealant complete around any door frame of any size (per face). | Door Frame:Rake out, prepare and repoint with silicone mastic sealant complete around any door frame of any size (per face). | 19.2676
318203 |  | U | N | N | Y | JR | WINDOW FRAME:RAKE OUT AND REPOINT | Carpentry and Joinery | Windows | Windows and Door Frames - Silicone Pointing | IT | 20.7301 | Window Frame:Rake out, prepare and repoint with silicone mastic sealant complete around any window frame (per face). | Window Frame:Rake out, prepare and repoint with silicone mastic sealant complete around any window frame (per face). | 20.7301
318207 |  | R | N | N | N | JR | WINDOW FRAME:SUPPLY AND FIX BEAD OR SEALANT | Carpentry and Joinery | Windows | Windows and Door Frames - Silicone Pointing | IT | 41.1414 | Window Frame:Supply and fix suitable size PVCu quadrant or flexible PVC cover trim with silicone mastic sealant to surround to jambs and head of any window frame, any location (per face). | Window Frame:Supply and fix suitable size PVCu quadrant or flexible PVC cover trim fixed with silicone mastic sealant to form a neat clean beaded surround, to jambs and head of any window frame, any location internally and ne 2 storeys externally, including raking out existing defective sealant, hacking back plaster or render as necessary, cleaning and notching new quadrant/trim around all obstructions (per face). | 41.1414
318301 |  | U | N | N | Y | JR | WINDOWS/DOORS:PVCU 1 BED HOUSE CHECK CLEAN | Carpentry and Joinery | Windows | Windows - PVCu - Overhaul | IT | 61.73 | Windows/doors:Check all PVCu windows and doors to 1 bed house or maisonette, including freeing, easing, adjusting, realigning/rehanging opening sashes/casements and doors, clean all surfaces. | Windows/doors:Check all PVCu windows and doors to 1 bed house or maisonette, including freeing, easing, adjusting, realigning/rehanging opening sashes/casements and doors, checking operation of all fittings and operating mechanisms, lubricating and adjusting as necessary to give correct operation, replace any missing fixings, recording any other defects requiring repair/replacement and provide written report to Client Representative, clean all surfaces/profiles externally using proprietary cleaner, wash and dry off. | 61.73
318303 |  | U | N | N | Y | JR | WINDOWS/DOORS:PVCU 2 BED HOUSE CHECK CLEAN | Carpentry and Joinery | Windows | Windows - PVCu - Overhaul | IT | 77.0897 | Windows/doors:Check all PVCu windows and doors to 2 bed house or maisonette, including freeing, easing, adjusting, realigning/rehanging opening sashes/casements and doors, clean all surfaces. | Windows/doors:Check all PVCu windows and doors to 2 bed house or maisonette, including freeing, easing, adjusting, realigning/rehanging opening sashes/casements and doors, checking operation of all fittings and operating mechanisms, lubricating and adjusting as necessary to give correct operation, replace any missing fixings, recording any other defects requiring repair/replacement and provide written report to Client Representative, clean all surfaces/profiles externally using proprietary cleaner, wash and dry off. | 77.0897
318305 |  | U | N | N | Y | JR | WINDOWS/DOORS:PVCU 3 BED HOUSE CHECK CLEAN | Carpentry and Joinery | Windows | Windows - PVCu - Overhaul | IT | 86.8907 | Windows/doors:Check all PVCu windows and doors to 3 bed house or maisonette, including freeing, easing, adjusting, realigning/rehanging opening sashes/casements and doors, clean all surfaces. | Windows/doors:Check all PVCu windows and doors to 3 bed house or maisonette, including freeing, easing, adjusting, realigning/rehanging opening sashes/casements and doors, checking operation of all fittings and operating mechanisms, lubricating and adjusting as necessary to give correct operation, replace any missing fixings, recording any other defects requiring repair/replacement and provide written report to Client Representative, clean all surfaces/profiles externally using proprietary cleaner, wash and dry off. | 86.8907
318307 |  | U | N | N | Y | JR | WINDOWS/DOORS:PVCU 4 BED HOUSE CHECK CLEAN | Carpentry and Joinery | Windows | Windows - PVCu - Overhaul | IT | 99.4709 | Windows/doors:Check all PVCu windows and doors to 4 bed house or maisonette, including freeing, easing, adjusting, realigning/rehanging opening sashes/casements and doors, clean all surfaces. | Windows/doors:Check all PVCu windows and doors to 4 bed house or maisonette, including freeing, easing, adjusting, realigning/rehanging opening sashes/casements and doors, checking operation of all fittings and operating mechanisms, lubricating and adjusting as necessary to give correct operation, replace any missing fixings, recording any other defects requiring repair/replacement and provide written report to Client Representative, clean all surfaces/profiles externally using proprietary cleaner, wash and dry off. | 99.4709
318309 |  | U | N | N | Y | JR | WINDOWS/DOORS:PVCU 5 BED HOUSE CHECK CLEAN | Carpentry and Joinery | Windows | Windows - PVCu - Overhaul | IT | 109.2718 | Windows/doors:Check all PVCu windows and doors to 5 bed house or maisonette, including freeing, easing, adjusting, realigning/rehanging opening sashes/casements and doors, clean all surfaces. | Windows/doors:Check all PVCu windows and doors to 5 bed house or maisonette, including freeing, easing, adjusting, realigning/rehanging opening sashes/casements and doors, checking operation of all fittings and operating mechanisms, lubricating and adjusting as necessary to give correct operation, replace any missing fixings, recording any other defects requiring repair/replacement and provide written report to Client Representative, clean all surfaces/profiles externally using proprietary cleaner, wash and dry off. | 109.2718
318311 |  | U | N | N | Y | JR | WINDOWS/DOORS:PVCU 1 BED FLAT CHECK CLEAN | Carpentry and Joinery | Windows | Windows - PVCu - Overhaul | IT | 48.799 | Windows/doors:Check all PVCu windows and doors to 1 bed flat or bungalow, including freeing, easing, adjusting, realigning/rehanging opening sashes/casements and doors, clean all surfaces. | Windows/doors:Check all PVCu windows and doors to 1 bed flat or bungalow, including freeing, easing, adjusting, realigning/rehanging opening sashes/casements and doors, checking operation of all fittings and operating mechanisms, lubricating and adjusting as necessary to give correct operation, replace any missing fixings, recording any other defects requiring repair/replacement and provide written report to Client Representative, clean all surfaces/profiles externally using proprietary cleaner, wash and dry off. | 48.799
318313 |  | U | N | N | Y | JR | WINDOWS/DOORS:PVCU 2 BED FLAT CHECK CLEAN | Carpentry and Joinery | Windows | Windows - PVCu - Overhaul | IT | 54.7088 | Windows/doors:Check all PVCu windows and doors to 2 bed flat or bungalow, including freeing, easing, adjusting, realigning/rehanging opening sashes/casements and doors, clean all surfaces. | Windows/doors:Check all PVCu windows and doors to 2 bed flat or bungalow, including freeing, easing, adjusting, realigning/rehanging opening sashes/casements and doors, checking operation of all fittings and operating mechanisms, lubricating and adjusting as necessary to give correct operation, replace any missing fixings, recording any other defects requiring repair/replacement and provide written report to Client Representative, clean all surfaces/profiles externally using proprietary cleaner, wash and dry off. | 54.7088
318315 |  | U | N | N | Y | JR | WINDOWS/DOORS:PVCU 3 BED FLAT CHECK CLEAN | Carpentry and Joinery | Windows | Windows - PVCu - Overhaul | IT | 72.8479 | Windows/doors:Check all PVCu windows and doors to 3 bed flat or bungalow, including freeing, easing, adjusting, realigning/rehanging opening sashes/casements and doors, clean all surfaces. | Windows/doors:Check all PVCu windows and doors to 3 bed flat or bungalow, including freeing, easing, adjusting, realigning/rehanging opening sashes/casements and doors, checking operation of all fittings and operating mechanisms, lubricating and adjusting as necessary to give correct operation, replace any missing fixings, recording any other defects requiring repair/replacement and provide written report to Client Representative, clean all surfaces/profiles externally using proprietary cleaner, wash and dry off. | 72.8479
318317 |  | U | N | N | Y | JR | WINDOWS/DOORS:PVCU 4 BED FLAT CHECK CLEAN | Carpentry and Joinery | Windows | Windows - PVCu - Overhaul | IT | 88.2076 | Windows/doors:Check all PVCu windows and doors to 4 bed flat or bungalow, including freeing, easing, adjusting, realigning/rehanging opening sashes/casements and doors, clean all surfaces. | Windows/doors:Check all PVCu windows and doors to 4 bed flat or bungalow, including freeing, easing, adjusting, realigning/rehanging opening sashes/casements and doors, checking operation of all fittings and operating mechanisms, lubricating and adjusting as necessary to give correct operation, replace any missing fixings, recording any other defects requiring repair/replacement and provide written report to Client Representative, clean all surfaces/profiles externally using proprietary cleaner, wash and dry off. | 88.2076
318319 |  | U | N | N | Y | JR | WINDOWS/DOORS:PVCU 5 BED FLAT CHECK CLEAN | Carpentry and Joinery | Windows | Windows - PVCu - Overhaul | IT | 92.4495 | Windows/doors:Check all PVCu windows and doors to 5 bed flat or bungalow, including freeing, easing, adjusting, realigning/rehanging opening sashes/casements and doors, clean all surfaces. | Windows/doors:Check all PVCu windows and doors to 5 bed flat or bungalow, including freeing, easing, adjusting, realigning/rehanging opening sashes/casements and doors, checking operation of all fittings and operating mechanisms, lubricating and adjusting as necessary to give correct operation, replace any missing fixings, recording any other defects requiring repair/replacement and provide written report to Client Representative, clean all surfaces/profiles externally using proprietary cleaner, wash and dry off. | 92.4495
318351 |  | R | N | N | N | JR | WINDOW:SUPPLY AND FIT SECURITY GRILL TO WINDOW | Carpentry and Joinery | Windows | Security Grilles | SM | 208.1121 | Window:Supply and fit 2.5mmx25mm square mesh window guard to any size window consisting of galvanised weldmesh spot welded to galvanised steel frame complete with fixings and locking bars. | Window:Supply and fit 2.5mmx25mm square mesh window guard to any size window consisting of galvanised weldmesh spot welded to galvanised steel frame complete with fixings and locking bars. | 208.1121
318353 |  | X | N | N | Y | JR | WINDOW SECURITY GRILL:REMOVE RESIDENTS METAL GRILL | Carpentry and Joinery | Windows | Security Grilles | SM | 23.9892 | Window Security Grill:Remove residents own metal security grill from any window including dismantling, cutting, making good to finishes and decorations, remove waste and debris. | Window Security Grill:Remove residents own metal security grill from any window including dismantling, cutting, making good to finishes and decorations, remove waste and debris. | 23.9892
318355 |  | X | N | N | Y | JR | DOOR SECURITY GRILL:REMOVE RESIDENTS METAL GRILL | Carpentry and Joinery | Windows | Security Grilles | SM | 29.5481 | Door Security Grill:Remove residents own metal security grill from any door including dismantling, cutting, making good to finishes and decorations, remove waste and debris. | Door Security Grill:Remove residents own metal security grill from any door including dismantling, cutting, making good to finishes and decorations, remove waste and debris. | 29.5481
318401 |  | R | N | N | N | JR | WINDOW/DOOR:RENEW ALUMINIUM INSULATED PANEL | Carpentry and Joinery | Windows | Windows - Aluminium - Repairs | SM | 427.612 | Window or Door:Renew external quality aluminium faced both sides double insulated infill panel to frame, refix or renew beads, silicone sealant, renew weatherseal and remove waste and debris. | Window or Door:Renew external quality aluminium faced both sides double insulated infill panel to frame, including remove weatherseal, refix or renew beads, bedded in putty or silicone sealant, renew weatherseal and remove waste and debris. | 427.612
318557 |  | U | N | N | Y | JR | WINDOW:OVERHAUL METAL GRILLE | Carpentry and Joinery | Windows | Security Grilles | NO | 81.3317 | Window:Overhaul any type of metal window grille, dismantle as necessary, reassemble including removal and reinstallation of grill, touch up decorations to match existing, remove waste and debris. | Window:Overhaul any type of metal window grille, dismantle as necessary and subsequently reassemble including removal and reinstallation of grill, touch up decorations to match existing, remove waste and debris. | 81.3317
319001 |  | R | N | Y | N | JR | ROOF WINDOW:RENEW NE 0.78X0.98M | Carpentry and Joinery | Windows | Windows - Roof | NO | 891.7934 | Roof Window:Renew roof window complete size ne 0.78x0.98m with Velux aluminium clad externally roof window with factory fitted clear float double glazed sealed unit, all upstands, flashings etc. | Roof Window:Renew roof window complete size ne 0.78x0.98m with Velux aluminium clad externally roof window with factory fitted clear float double glazed sealed unit, all upstands, flashings and dressing of flashings, fixing to timber with screws and make good all finishings internally and roof coverings externally and remove waste and debris. | 891.7934
319003 |  | R | N | Y | N | JR | ROOF WINDOW:RENEW NE 1.14X1.18M | Carpentry and Joinery | Windows | Windows - Roof | NO | 1179.0437 | Roof Window:Renew roof window complete size ne 1.14x1.18m with Velux aluminium clad externally roof window with factory fitted clear float double glazed sealed unit, all upstands, flashings etc. | Roof Window:Renew roof window complete size ne 1.14x1.18m with Velux aluminium clad externally roof window with factory fitted clear float double glazed sealed unit, all upstands, flashings and dressing of flashings, fixing to timber with screws and make good all finishings internally and roof coverings externally and remove waste and debris. | 1179.0437
319005 |  | R | N | Y | N | JR | ROOF WINDOW:RENEW NE 1.34X1.40M | Carpentry and Joinery | Windows | Windows - Roof | NO | 1346.1231 | Roof Window:Renew roof window complete size ne 1.34x1.40m with Velux aluminium clad externally roof window with factory fitted clear float double glazed sealed unit, all upstands, flashings etc. | Roof Window:Renew roof window complete size ne 1.34x1.40m with Velux aluminium clad externally roof window with factory fitted clear float double glazed sealed unit, all upstands, flashings and dressing of flashings, fixing to timber with screws and make good all finishings internally and roof coverings externally and remove waste and debris. | 1346.1231
319101 |  | U | N | N | Y | JR | ROOF WINDOW:REMEDY LEAK OR REDRESS FLASHINGS | Carpentry and Joinery | Windows | Windows - Roof - Repairs | NO | 44.7197 | Roof Window:Redress roof flashings around roof window and reseal to prevent water penetration. | Roof Window:Redress roof flashings around roof window and reseal to prevent water penetration. | 44.7197
319103 |  | R | N | N | N | JR | ROOF WINDOW:OVERHAUL OPENING GEAR | Carpentry and Joinery | Windows | Windows - Roof - Repairs | NO | 59.7672 | Roof Window:Overhaul opening gear to any type of roof window. | Roof Window:Overhaul opening gear to any type of roof window. | 59.7672
319105 |  | R | N | N | N | JR | ROOF WINDOW:RENEW CONTROL CORDS | Carpentry and Joinery | Windows | Windows - Roof - Repairs | NO | 55.5183 | Roof Window:Renew operating control cords to any roof window. | Roof Window:Renew operating control cords to any roof window. | 55.5183
319107 |  | E | N | N | Y | JR | ROOF WINDOW:OVERHAUL | Carpentry and Joinery | Windows | Windows - Roof - Repairs | NO | 66.6702 | Roof Window:Overhaul any type of roof window, dismantle and reassemble, ease, adjust, renew fixing screws, overhaul opening gear, remove, refit or renew ironmongery, redress roof flashings, make good. | Roof Window:Overhaul any type of roof window, dismantle as necessary and subsequently reassemble including freeing, easing and adjusting opening lights to give correct operation, renew fixing screws, overhaul opening gear, remove, refit or renew ironmongery as necessary, check and redress roof flashings, make good. | 66.6702
321105 |  | R | N | Y | N | JR | DOOR:RENEW HW PANELLED OR GLAZED BACK DOOR | Carpentry and Joinery | External Doors | Doors - Ext Panelled or Glazed - Hardwood | NO | 803.2812 | Door:Renew back door with any size 44mm hardwood panelled, glazed or part glazed door, hang on 1.5 pair butts, fix ironmongery, weathermould, double glazed, make good and prepare to decorate. | Door:Renew back door with any size 44mm hardwood panelled, glazed or part glazed door prepared for glazing, hang on 1.5 pair butts, fix new mortice lock, furniture, keep, pair of bolts, hardwood weathermould, adjust stops and ease rebates, cut out and make good to frame to suit new position of hinges, weathermould and lock, rebate door bottom as necessary and fit new water bar if required, double glazed and decorate to match existing internally and prepare for redecoration externally and remove waste and debris. | 803.2812
321106 |  | R | N | Y | N | JR | DOORSET:RENEW HW PANELLED OR GLAZED BACK DOOR | Carpentry and Joinery | External Doors | Doors - Ext Panelled or Glazed - Hardwood | NO | 1114.7594 | Doorset:Renew back door and frame with any size 44mm hardwood panelled, glazed or part glazed door prepared for double glazing, hardwood frame, ironmongery, make good, decorate to match existing. | Doorset:Renew back door and frame with any size 44mm hardwood panelled, glazed or part glazed door prepared for glazing, hang on 1.5 pair butts to and including new hardwood frame, all hardwood with factory applied finish, take out existing door and frame and bed new frame in cement mortar, plugged and screwed to brickwork and pointed with sealant, hang door, ease and adjust, make good all works disturbed including refix or renew any internal beads, architraves etc., fix new mortice lock, furniture, keep, pair of bolts, hardwood weathermould, laminated safety glass double glazed and decorate to match existing and remove waste and debris. | 1114.7594
321107 |  | R | N | Y | N | JR | DOOR:RENEW HW PANELLED OR GLAZED FRONT DOOR | Carpentry and Joinery | External Doors | Doors - Ext Panelled or Glazed - Hardwood | NO | 945.5774 | Door:Renew front door with any size 44mm hardwood panelled, glazed or part glazed door hang on 1.5 pair butts, fix ironmongery, weathermould, double glazed, make good, prepare to decorate. | Door:Renew front door with any size 44mm hardwood panelled, glazed or part glazed door prepared for glazing, hang on 1.5 pair butts, fix new mortice lock, furniture, keep, pair of bolts, cylinder latch and pull, security restraint device, letter plate including cutting mortice in door to suit, numerals, hardwood weathermould, adjust stops, ease rebates, cut out and make good to frame to suit new position of butts, weathermould, lock and latch, rebate door bottom as necessary and fit new waterbar if required, double glazed and decorate to match existing internally and prepare for redecoration externally and remove waste and debris. | 945.5774
321108 |  | R | N | Y | N | JR | DOORSET:RENEW HW PANELLED OR GLAZED FRONT DOOR | Carpentry and Joinery | External Doors | Doors - Ext Panelled or Glazed - Hardwood | NO | 1398.7515 | Doorset:Renew front door and frame with any size 44mm hardwood panelled, glazed or part glazed door prepared for double glazing, hardwood frame, ironmongery, make good, decorate to match existing. | Doorset:Renew front door and frame with any size 44mm hardwood panelled, glazed or part glazed door prepared for glazing, hang on 1.5 pair butts, to and including new hardwood frame, all hardwood with factory applied finish, take out existing door and frame and bed new frame in cement mortar, plugged and screwed to brickwork and pointed with sealant, hang door, ease and adjust, make good all works disturbed including refix or renew any internal beads, architraves etc., fix new mortice lock, furniture, keep, pair of bolts, cylinder latch and pull, security restraint device, letter plate including cutting mortice in door to suit, numerals, hardwood weathermould, laminated safety glass double glazed and decorate to match existing and remove waste and debris. | 1398.7515
321305 |  | R | N | Y | N | JR | DOOR:RENEW PM HW PANELLED OR GLAZED BACK DOOR | Carpentry and Joinery | External Doors | Doors - Ext Panelled or Glazed - Hardwood | NO | 994.627 | Door:Renew back door with any size 44mm hardwood panelled, glazed or part glazed purpose made door hang on 1.5 pair butts, fix ironmongery, double glazed, weathermould, make good, decorate both sides. | Door:Renew back door with any size 44mm hardwood panelled, glazed or part glazed purpose made door prepared for glazing, hang on 1.5 pair butts, fix new mortice lock, furniture, keep, pair of bolts, hardwood weathermould, adjust stops and ease rebates, cut out and make good to frame to suit new position of hinges, weathermould and rebate door bottom as necessary and fit new water bar if required, laminated safety glass double glazed and decorate to match existing and remove waste and debris. | 994.627
321307 |  | R | N | Y | N | JR | DOOR:RENEW PM HW PANELLED OR GLAZED FRONT DOOR | Carpentry and Joinery | External Doors | Doors - Ext Panelled or Glazed - Hardwood | NO | 1278.6191 | Door:Renew front door with any size 44mm hardwood panelled, glazed or part glazed purpose made door hang on 1.5 pair butts, fix ironmongery, double glazed, weathermould, make good, decorate. | Door:Renew front door with any size 44mm hardwood panelled, glazed or part glazed purpose made door prepared for glazing, hang on 1.5 pair butts, fix new mortice lock, furniture, keep, pair of bolts, cylinder latch and pull, security restraint device, letter plate including cutting mortice in door to suit, numerals, hardwood weathermould, adjust stops, ease rebates, cut out and make good to frame to suit new position of butts, weathermould, lock and latch, rebate door bottom as necessary and fit new waterbar if required, laminated safety glass double glazed and decorate to match existing and remove waste and debris. | 1278.6191
321505 |  | R | N | Y | N | JR | DOOR:RENEW SW PANELLED OR GLAZED BACK DOOR | Carpentry and Joinery | External Doors | Doors - Ext Panelled or Glazed - Softwood | NO | 483.9228 | Door:Renew back door with any size 44mm softwood panelled, glazed or part glazed door, hang on 1.5 pair butts, fix ironmongery, weathermould, double glazed, make good and decorate to match existing. | Door:Renew back door with any size 44mm softwood panelled, glazed or part glazed door prepared for glazing, hang on 1.5 pair butts, fix new mortice lock, furniture, keep, pair of bolts, softwood weathermould, adjust stops and ease rebates, cut out and make good to frame to suit new position of hinges, weathermould and lock, rebate door bottom as necessary and fit new water bar if required, laminated safety glass double glazed and decorate to match existing and remove waste and debris. | 483.9228
321507 |  | R | N | Y | N | JR | DOOR:RENEW SW PANELLED OR GLAZED FRONT DOOR | Carpentry and Joinery | External Doors | Doors - Ext Panelled or Glazed - Softwood | NO | 762.356 | Door:Renew front door with any size 44mm softwood panelled, glazed or part glazed door, hang on 1.5 pair butts, fix ironmongery, weathermould, double glazed, make good and decorate to match existing. | Door:Renew front door with any size 44mm softwood panelled, glazed or part glazed door prepared for glazing, hang on 1.5 pair butts, fix new mortice lock, furniture, keep, pair of bolts, cylinder latch and pull, security restraint device, letter plate including cutting mortice in door to suit, numerals, softwood weathermould, adjust stops, ease rebates, cut out and make good to frame to suit new position of butts, weathermould, lock and latch, rebate door bottom as necessary and fit new waterbar if required, laminated safety glass double glazed and decorate to match existing and remove waste and debris. | 762.356
321705 |  | R | N | Y | N | JR | DOOR:RENEW PM SW PANELLED OR GLAZED BACK DOOR | Carpentry and Joinery | External Doors | Doors - Ext Panelled or Glazed - Softwood | NO | 803.286 | Door:Renew back door with any size 44mm softwood panelled, glazed or part glazed purpose made door hang on 1.5 pair butts, fix ironmongery, double glazed, weathermould, make good, decorate. | Door:Renew back door with any size 44mm softwood panelled, glazed or part glazed purpose made door prepared for glazing, hang on 1.5 pair butts, fix new mortice lock, furniture, keep, pair of bolts, softwood weathermould, adjust stops and ease rebates, cut out and make good to frame to suit new position of hinges, weathermould and rebate door bottom as necessary and fit new water bar if required, laminated safety glass double glazed and decorate to match existing and remove waste and debris. | 803.286
321707 |  | R | N | Y | N | JR | DOOR:RENEW PM SW PANELLED OR GLAZED FRONT DOOR | Carpentry and Joinery | External Doors | Doors - Ext Panelled or Glazed - Softwood | NO | 1076.1603 | Door:Renew front door with any size 44mm softwood panelled, glazed or part glazed purpose made door hang on 1.5 pair butts, fix ironmongery, double glazed, weathermould, make good, decorate. | Door:Renew front door with any size 44mm softwood panelled, glazed or part glazed purpose made door prepared for glazing, hang on 1.5 pair butts, fix new mortice lock, furniture, keep, pair of bolts, cylinder latch and pull, security restraint device, letter plate including cutting mortice in door to suit, numerals, softwood weathermould, adjust stops, ease rebates, cut out and make good to frame to suit new position of butts, weathermould, lock and latch, rebate door bottom as necessary and fit new waterbar if required, laminated safety glass double glazed and decorate to match existing and remove waste and debris. | 1076.1603
322101 |  | R | N | Y | N | JR | DOOR:HIGH PERFORMANCE COMPOSITE BACK DOOR | Carpentry and Joinery | External Doors | Doors - External - High Performance - Composite | NO | 801.8199 | Door:Renew back door with any size proprietary composite high performance door or similar prefinished and preglazed, hang on 1.5 pair butts, fix ironmongery, proprietary weathermould, make good. | Door:Renew back door with any size proprietary composite high performance door or similar prefinished and preglazed with laminated safety glass, hang on 1.5 pair butts, including multipoint lock, door furniture, proprietary weathermould, weatherseals, adjust stops and ease rebates, cut out and make good to existing frame to suit new position of hinges, weathermould and lock, rebate door bottom as necessary and fit new water bar if required, touch up decorations to match existing and remove waste and debris. | 801.8199
322103 |  | R | N | Y | N | JR | DOOR:HIGH PERFORMANCE COMPOSITE FRONT DOOR | Carpentry and Joinery | External Doors | Doors - External - High Performance - Composite | NO | 877.7731 | Door:Renew front door with any size proprietary composite high performance door or similar prefinished and preglazed, hang on 1.5 pair butts, fix ironmongery proprietary weathermould, make good. | Door:Renew front door with any size proprietary composite high performance door or similar prefinished and preglazed with laminated safety glass, hang on 1.5 pair butts, including multipoint lock, door furniture, security restraint device, proprietary letter plate, numerals, proprietary weathermould, weather seals adjust stops and ease rebates, cut out and make good to existing frame to suit new position of butts, weathermould, lock and lock, rebate door bottom as necessary and fit new new waterbar if required, touch up decorations to match existing and remove waste and debris. | 877.7731
322115 |  | R | N | Y | N | JR | DOORSET:HIGH PERFORMANCE COMPOSITE FD30 BACK | Carpentry and Joinery | External Doors | Doors - External - High Performance - Composite | NO | 1543.6866 | Door:Renew back proprietary high performance GRP door, frame, cill, prefinished, preglazed, ironmongery, weathermould, sealant, make good, waste + debris. Undertaken by fire door certified operative. | Doorset:Renew back door with any size panelled, glazed or partially glazed or similar proprietary composite high performance 1/2 hour fire resitance door, prefinished, preglazed with laminated safety glass, prehung to and including proprietary door frame and cill, weatherseals, acoustic, intumescent and smoke seals, including new multipoint lock, door closer, door furniture, proprietary weathermould, fix frame and cill to structure, seal around frame and cill, make good and remove waste and debris. Undertaken by a fire door certified operative eg. BMTRADA or other approved certified body. | 1543.6866
322117 |  | R | N | Y | N | JR | DOORSET:HIGH PERFORMANCE COMPOSITE FD30 FRONT | Carpentry and Joinery | External Doors | Doors - External - High Performance - Composite | NO | 1625.0272 | Door:Renew front proprietary high performance GRP door, frame, cill, prefinished, preglazed, ironmongery, weathermould, sealant, make good, waste + debris. Undertaken by fire door certified operative. | Doorset:Renew front door with any size panelled, glazed or partially glazed or similar proprietary composite high performance 1/2 hour fire resistance door, prefinished, preglazed, with laminated safety glass, prehung to and including proprietary door frame and cill, weatherseals, acoustic, intumescent and smoke seals,including new multipoint lock, door closer, door furniture, keeps, pair of bolts, security restraint device, proprietary letter plate, numerals, proprietary weathermould, fix frame and cill to structure, seal around frame and cill, make good and remove waste and debris. Undertaken by a fire door certified operative eg. BMTRADA or other approved certified body. | 1625.0272
322119 |  | R | N | Y | N | JR | DOORSET:HIGH PERFORMANCE COMPOSITE LBS | Carpentry and Joinery | External Doors | Doors - External - High Performance - Composite | NO | 791.4739 | Doorset:Renew door with any size proprietary composite high performance ledged, braced and boarded door prefinished, prehung proprietary door frame and cill, seals, multilock, ironmongery, make good. | Doorset:Renew door with any size proprietary composite high performance ledged, braced and boarded door or similar prefinished, prehung to and including proprietary door frame and cill, weatherseals, acoustic, intumescent and smoke seals, including new multipoint lock, door furniture, keeps, proprietary weathermould, fix frame and cill to structure, seal around frame and cill, make good and remove waste and debris. | 791.4739
322201 |  | R | N | Y | N | JR | DOORSET:FD30S DOORSET | Carpentry and Joinery | External Doors | Doorsets - FD30S | NO | 1472.9005 | Doorset:Renew any ext/comm door with any size panelled, fire rated glazed/part glazed proprietary composite FD30S doorset, prefinished, ironmongery, seals. Undertaken by fire door certified operative. | Doorset:Renew any external or communal door with any size panelled, glazed or partially glazed or similar proprietary composite steel with CFC free rigid foam insulation core or GRP with CFC free rigid phenolic foam insulation composite high performance FD30S doorset, prefinished, preglazed, with fire rated glass and prehung to and including factory applied coated hardwood door frame, including new multipoint lock, door furniture, keeps, cylinder lock with thumb turn, proprietary fire rated letter plate, numerals, self-closer, proprietary drop down door threshold, fix frame and threshold to structure, seal around frame and threshold, complete with all weatherseals, acoustic, intumescent and smoke seals, make good and remove waste and debris. Undertaken by a fire door certified operative eg. BMTRADA or other approved certified body. | 1472.9005
322203 |  | R | N | Y | N | JR | DOORSET:FD30S DOORSET FANLIGHT NE 0.50SM | Carpentry and Joinery | External Doors | Doorsets - FD30S | NO | 1803.9356 | Doorset:Renew any ext/comm door with any size panelled, fire rated glazed/part glazed proprietary composite FD30S doorset with fanlight ne 0.50sm. Undertaken by fire door certified operative. | Doorset:Renew any external or communal door with any size panelled, glazed or partially glazed or similar proprietary composite steel with CFC free rigid foam insulation core or GRP with CFC free rigid phenolic foam insulation composite high performance FD30S doorset, prefinished, preglazed, with fire rated glass and prehung to and including factory applied coated hardwood door frame and fanlight ne 0.50sm, including new multipoint lock, door furniture, keeps, cylinder lock with thumb turn, proprietary fire rated letter plate, numerals, self-closer, proprietary drop down door threshold, fix frame and threshold to structure, seal around frame and threshold, complete with all weatherseals, acoustic, intumescent and smoke seals make good and remove waste and debris. Undertaken by a fire door certified operative eg. BMTRADA or other approved certified body. | 1803.9356
322205 |  | R | N | Y | N | JR | DOORSET:FD30S DOORSET FANLIGHT NE1.00SM | Carpentry and Joinery | External Doors | Doorsets - FD30S | NO | 2207.492 | Doorset:Renew any ext/comm door with any size panelled, fire rated glazed/part glazed proprietary composite FD30S doorset with fanlight over 0.5sm. Undertaken by fire door certified operative. | Doorset:Renew any external or communal door with any size panelled, glazed or partially glazed or similar proprietary composite steel with CFC free rigid foam insulation core or GRP with CFC free rigid phenolic foam insulation composite high performance FD30S doorset, prefinished, preglazed, with fire rated glass and prehung to and including factory applied coated hardwood door frame and fanlight over 0.50 and ne 1.00sm, including new multipoint lock, door furniture, keeps, cylinder lock with thumb turn, proprietary fire rated letter plate, numerals, self-closer, proprietary drop down door threshold, fix frame and threshold to structure, seal around frame and threshold, complete with all weatherseals, acoustic, intumescent and smoke seals make good and remove waste and debris. Undertaken by a fire door certified operative eg. BMTRADA or other approved certified body. | 2207.492
322207 |  | R | N | Y | N | JR | DOORSET:FD30S DOORSET SIDELIGHT NE 1.00SM | Carpentry and Joinery | External Doors | Doorsets - FD30S | NO | 2394.032 | Doorset:Renew any ext/comm door with any size panelled, fire rated glazed/part glazed proprietary composite FD30S doorset with fan/sidelight ne 1.00sm. Undertaken by fire door certified operative. | Doorset:Renew any external or communal door with any size panelled, glazed or partially glazed or similar proprietary composite steel with CFC free rigid foam insulation core or GRP with CFC free rigid phenolic foam insulation composite high performance FD30S doorset, prefinished, preglazed, with fire rated glass and prehung to and including factory applied coated hardwood door frame and sidelight ne 1.00sm, including new multipoint lock, door furniture, keeps, cylinder lock with thumb turn, proprietary fire rated letter plate, numerals, self-closer, proprietary drop down door threshold, fix frame and threshold to structure, seal around frame and threshold, complete with all weatherseals, acoustic, intumescent and smoke seals, make good and remove waste and debris. Undertaken by a fire door certified operative eg. BMTRADA or other approved certified body. | 2394.032
322209 |  | R | N | Y | N | JR | DOORSET:FD30S DOORSET SIDELIGHT OVER 1.00SM | Carpentry and Joinery | External Doors | Doorsets - FD30S | NO | 2978.9384 | Doorset:Renew any ext/comm door with any size panelled, fire rated glazed/part glazed proprietary composite FD30S doorset with sidelight ne 1.00sm. Undertaken by fire door certified operative. | Doorset:Renew any external or communal door with any size panelled, glazed or partially glazed or similar proprietary composite steel with CFC free rigid foam insulation core or GRP with CFC free rigid phenolic foam insulation composite high performance FD30S doorset, prefinished, preglazed, with fire rated glass and prehung to and including factory applied coated hardwood door frame and sidelight exceeding 1.00sm, including new multipoint lock, door furniture, keeps, cylinder lock with thumb turn, proprietary fire rated letter plate, numerals, self-closer, proprietary drop down door threshold, fix frame and threshold to structure, seal around frame and threshold, complete with all weatherseals, acoustic, intumescent and smoke seals, make good and remove waste and debris. Undertaken by a fire door certified operative eg. BMTRADA or other approved certified body. | 2978.9384
322211 |  | R | N | Y | N | JR | DOORSET:FD30S DOORSET FANLIGHT SIDELIGHT NE 1SM | Carpentry and Joinery | External Doors | Doorsets - FD30S | NO | 3324.5049 | Doorset:Renew any ext/comm door with any size panelled, fire rated glazed/part glazed proprietary composite FD30S doorset with fan/sidelight ne 0.50sm. Undertaken by fire door certified operative. | Doorset:Renew any external or communal door with any size panelled, glazed or partially glazed or similar proprietary composite steel with CFC free rigid foam insulation core or GRP with CFC free rigid phenolic foam insulation composite high performance FD30S doorset, prefinished, preglazed, with fire rated glass and prehung to and including factory applied coated hardwood door frame and fanlight not execceding 0.50sm and sidelight ne 1.00sm, including new multipoint lock, door furniture, keeps, cylinder lock with thumb turn, proprietary fire rated letter plate, numerals, self-closer, proprietary drop down door threshold, fix frame and threshold to structure, seal around frame and threshold, complete with all weatherseals, acoustic, intumescent and smoke seals, make good and remove waste and debris. Undertaken by a fire door certified operative eg. BMTRADA or other approved certified body. | 3324.5049
322213 |  | R | N | Y | N | JR | DOORSET:FD30S DOORSET FANLIGHT SIDELIGHT OVER 1SM | Carpentry and Joinery | External Doors | Doorsets - FD30S | NO | 3747.261 | Doorset:Renew any ext/comm door with any size panelled, fire rated glazed/part glazed proprietary composite FD30S doorset with fan/sidelight over 0.50sm. Undertaken by fire door certified operative. | Doorset:Renew any external or communal door with any size panelled, glazed or partially glazed or similar proprietary composite steel with CFC free rigid foam insulation core or GRP with CFC free rigid phenolic foam insulation composite high performance FD30S doorset, prefinished, preglazed, with fire rated glass and prehung to and including factory applied coated hardwood door frame and fanlight ne 1.00sm and sidelight exceeding 1.00sm, including new multipoint lock, door furniture, keeps, cylinder lock with thumb turn, proprietary fire rated letter plate, numerals, self-closer, proprietary drop down door threshold, fix frame and threshold to structure, seal around frame and threshold, complete with all weatherseals, acoustic, intumescent and smoke seals, make good and remove waste and debris. Undertaken by a fire door certified operative eg. BMTRADA or other approved certified body. | 3747.261
323001 |  | R | N | Y | N | JR | DOOR:RENEW FLUSH EXTERNAL | Carpentry and Joinery | External Doors | Doors - External - Flush | NO | 340.5414 | Door:Renew communal door with any size external quality flush door all ironmongery, weathermould, adjust stops, weatherseals, decorate to match existing and remove waste and debris. | Door:Renew communal door with any size external quality flush door and hang on 1.5 pair butts, fix new mortice dead lock, furniture and keep, including cutting/adapting mortice in door to suit, fix new weathermould, adjust stops, ease rebates, fix seals etc., cut out and make good to frame to suit new position of butts, weathermould, lock, rebate door bottom as necessary and fit new waterbar if required complete with all weatherseals, decorate to match existing and remove waste and debris. | 340.5414
323003 |  | R | N | Y | N | JR | DOOR:RENEW FLUSH GLAZED EXTERNAL | Carpentry and Joinery | External Doors | Doors - External - Flush | NO | 405.6753 | Door:Renew communal door with any size external quality flush door with glazed 6.8mm laminated safety glass panel, ironmongery, weathermould, weatherseals, decorate to match existing, remove debris. | Door:Renew communal door with any size external quality flush door with glazed 6.8mm laminated safety glass panel and hang on 1.5 pair butts, fix new mortice dead lock, furniture and keep, including cutting/adapting mortice in door to suit, fix new weathermould, adjust stops, ease rebates, fix seals etc., cut out and make good to frame to suit new position of butts, weathermould, lock, rebate door bottom as necessary and fit new waterbar if required complete with all weatherseals, decorate to match existing and remove waste and debris. | 405.6753
323101 |  | R | N | Y | N | JR | DOOR:RENEW FD30 FLUSH FRONT DOOR | Carpentry and Joinery | External Doors | Doors - External - Firecheck Flush | NO | 574.0125 | Door:Renew front door with 0.50hr flush firecheck door and hang on 1.5 pair butts, ironmongery, weathermould, intumescent strips etc, make good, decorate. Undertaken by fire door certified operative. | Door:Renew front door with any size 0.50hr flush firecheck door and hang on 1.5 pair butts, fix new mortice lock, furniture and keep, pair bolts, cylinder latch and pull, door closer, security restraint device, fire rated letter plate including cutting/adapting mortice in door to suit, numerals, fix new weathermould, adjust stops, ease rebates, fix intumescent strips seals etc., cut out and make good to frame to suit new position of butts, weathermould, lock and latch, rebate door bottom as necessary and fit new waterbar if required complete with all weatherseals, acoustic, intumescent and smoke seals, and decorate to match existing and remove waste and debris. Undertaken by a fire door certified operative eg. BMTRADA or other approved certified body. | 574.0125
323103 |  | R | N | Y | N | JR | DOOR:RENEW FD60 FLUSH FRONT DOOR | Carpentry and Joinery | External Doors | Doors - External - Firecheck Flush | NO | 762.2995 | Door:Renew front door with 1.00hr flush firecheck door and hang on 1.5 pair butts, ironmongery, weathermould, intumescent strips etc, make good, decorate. Undertaken by fire door certified operative. | Door:Renew front door with any size 1.00hr flush firecheck door and hang on 1.5 pair butts, fix new mortice lock, furniture and keep, pair bolts, cylinder latch and pull, security restraint device letter plate including cutting/adapting mortice in door to suit, numerals, fix new weathermould, adjust stops, ease rebates, fix intumescent strips, seals etc., cut out and make good to frame to suit new position of butts, weathermould, lock and latch, rebate door bottom as necessary and fit new waterbar if required and decorate to match existing internally and prepare for decoration externally and remove waste and debris. Undertaken by a fire door certified operative eg. BMTRADA or other approved certified body. | 762.2995
323105 |  | R | N | Y | N | JR | DOOR:RENEW FD30 FLUSH COMMUNAL DOOR | Carpentry and Joinery | External Doors | Doors - External - Firecheck Flush | NO | 416.4256 | Door:Renew comm door with 0.50hr FD30 flush firecheck door, hang on 1.5 pair butts, ironmongery, weathermould, intumescent strips etc, make good, decorate. Undertaken by fire door certified operative. | Door:Renew communal door with any size half hour FD30 flush firecheck door and hang on 1.5 pair butts, fix new mortice dead lock, furniture and keep, door closer, including cutting/adapting mortice in door to suit, fix new weathermould, adjust stops, ease rebates, fix intumescent strips seals etc., cut out and make good to frame to suit new position of butts, weathermould, lock, rebate door bottom as necessary and fit new waterbar if required and decorate to match existing internally and prepare for redecoration externally and remove waste and debris. Undertaken by a fire door certified operative eg. BMTRADA or other approved certified body. | 416.4256
323107 |  | R | N | Y | N | JR | DOOR:RENEW FD60 FLUSH COMMUNAL DOOR | Carpentry and Joinery | External Doors | Doors - External - Firecheck Flush | NO | 568.1082 | Door:Renew comm door with 1.00hr FD60 flush firecheck door, hang on 1.5 pair butts, ironmongery, weathermould, intumescent strips etc, make good, decorate. Undertaken by fire door certified operative. | Door:Renew communal door with any size one hour FD60 flush firecheck door and hang on 1.5 pair butts, fix new firecheck door and hang on 1.5 pair butts, fix new mortice dead lock, furniture and keep, door closer, including cutting/adapting mortice in door to suit, fix new weathermould, adjust stops, ease rebates, fix intumescent strips seals etc., cut out and make good to frame to suit new position of butts, weathermould, lock, rebate door bottom as necessary and fit new waterbar if required and decorate to match existing internally and prepare for redecoration externally and remove waste and debris. Undertaken by a fire door certified operative eg. BMTRADA or other approved certified body. | 568.1082
323501 |  | R | N | Y | N | JR | DOORSET:RENEW PVCU PANELLED GLAZED DOOR AND FRAME | Carpentry and Joinery | External Doors | Doors - External - PVCu Residential Type | NO | 497.2167 | Doorset:Renew any type door and frame with any size PVCu panelled/part glazed door, double glazed PVCu frame, prehung, complete with multipoint locking system, handles, threshold weather seals. | Doorset:Renew any type door and frame with any size PVCu panelled/half glazed door, double glazed internally with 20mm thick, hermetically sealed unit, PVCu frame, prehung, complete with multipoint locking system, handles, threshold and integral weather seals, remove existing and fix new to prepared opening using cleats or screw bolts, seal around externally with flexible foam strip and silicone sealant, make good all finishes internally and externally, and remove waste and debris. | 497.2167
323503 |  | R | N | Y | N | JR | DOORSET:RENEW PVCU 2 PANEL DOOR AND FRAME | Carpentry and Joinery | External Doors | Doors - External - PVCu Residential Type | NO | 536.6574 | Doorset:Renew any type door and frame with any size PVCu two panel/half glazed door, double glazed PVCu frame, prehung, complete with multipoint locking system, handles, threshold weather seals. | Doorset:Renew any type door and frame with any size PVCu two panel/half glazed door, double glazed internally with hermetically sealed unit, PVCu frame, prehung, complete with multipoint locking system, handles, threshold and integral weather seals, remove existing and fix new to prepared opening using cleats or screw bolts, seal around externally with flexible foam strip and silicone sealant, make good all finishes internally and externally. | 536.6574
323505 |  | R | N | Y | N | JR | DOOR:RENEW PVCU PANELLED GLAZED DOOR | Carpentry and Joinery | External Doors | Doors - External - PVCu Residential Type | NO | 404.7633 | Door:Renew any door with any size PVCu panelled/part glazed door, double glazed hanging to existing PVCu frame on new hinges, multipoint locking system, handles, threshold weather seals. | Door:Renew any door with any size PVCu panelled/half glazed door, double glazed internally with hermetically sealed unit hanging to existing PVCu frame on new hinges, complete with multipoint locking system, handles, threshold and integral weather seals, remove existing door and clear away, make good all finishes internally and externally. | 404.7633
323507 |  | R | N | Y | N | JR | DOOR:RENEW PVCU 2 PANEL DOOR | Carpentry and Joinery | External Doors | Doors - External - PVCu Residential Type | NO | 416.4633 | Door:Renew any door with any size PVCu two panel/half glazed door, double glazed, hang to existing PVCu frame on new hinges, multipoint locking system, handles, threshold weather seals. | Door:Renew any door with any size PVCu two panel/half glazed door, double glazed internally with hermetically sealed unit, hanging to existing PVCu frame on new hinges, complete with multipoint locking system, handles, threshold and integral weather seals, and remove waste and debris, make good all finishes internally and externally. | 416.4633
323509 |  | R | N | Y | N | JR | DOOR:RENEW PVCU TILT AND TURN FRENCH DOOR | Carpentry and Joinery | External Doors | Doors - External - PVCu Residential Type | IT | 1222.4512 | Door:Renew any type door and frame with pair of any size ne 5.00sm PVCu french tilt/turn door, double glazed, PVCu frame, prehung, multipoint locking system, handles, threshold weather seals. | Door:Renew any type door and frame with pair of any size ne 5.00sm PVCu french tilt/turn door, double glazed internally 20mm thick, hermetically sealed unit, PVCu frame, prehung, complete with multipoint locking system, handles, threshold and integral weather seals, remove existing and fix new to prepared opening using cleats or screw bolts, seal around externally with flexible foam strip and silicone sealant, make good all finishes internally and externally. | 1222.4512
323701 |  | R | N | Y | N | JR | ENT FIRE DOORSET:RENEW SOLID FD30 NO FANLIGHT | Carpentry and Joinery | External Doors | Doorsets - Entrance Fire - Solid | IT | 1569.3904 | Entrance Fire Doorset:Renew existing door+frame with standard Gerda Security self-finished FD30 solid doorset (SHR30) hardwood frame, seals, ironmongery. Undertaken by fire door certified operative. | Entrance Fire Doorset:Renew existing door and frame with standard size Gerda Security or equal and approved self-finished engineered FD30 solid door style doorset (Safer Homes Range 30) with hardwood frame, complete with cill if required, doorset tested to EN1634-1 for fire and to EN1634-3 for smoke, to BS6375/1, 2 and 3 for weathering and durability, doorset to ENISO 10071 for thermal insulation, doorset to PAS24 for security and Secure by design, all to BMTRADA, stainless steel hinges, seals, surface mounted cam action door closer, smooth action multipoint locking system with handle set to external and thumbturn to internal face, fire rated satin chrome letterplate, satin chrome door chain or door limiter, door viewer and numerals, and door knocker, take out existing door and frame, fit new doorset in accordance with manufacturer's technical data sheet, independent installation inspection, make good and remove waste and debris. Undertaken by a fire door certified operative eg. BMTRADA or other approved certified body. | 1569.3904
323703 |  | R | N | Y | N | JR | ENT FIRE DOORSET:RENEW SOLID FD30 SOLID FANLIGHT | Carpentry and Joinery | External Doors | Doorsets - Entrance Fire - Solid | IT | 1944.5579 | Entrance Fire Doorset:Renew existing door+frame with standard Gerda Security self-finished FD30 solid doorset (SHR30), hardwood frame, solid fanlight. Undertaken by fire door certified operative. | Entrance Fire Doorset:Renew existing door and frame with standard size Gerda Security or equal and approved self-finished engineered FD30 solid door style doorset (Safer Homes Range 30) with hardwood frame and fanlight, complete with cill if required, doorset tested to EN1634-1 for fire and to EN1634-3 for smoke, to BS6375/1, 2 and 3 for weathering and durability, doorset to ENISO 10071 for thermal insulation, doorset to PAS24 for security and Secure by design, all to BMTRADA, solid fanlight panel, stainless steel hinges, seals, surface mounted cam action door closer, smooth action multipoint locking system with handle set to external and thumbturn to internal face, fire rated satin chrome letterplate, satin chrome door chain or door limiter, door viewer and numerals, and door knocker, take out existing door and frame, fit new doorset in accordance with manufacturer's technical data sheet, independent installation inspection, make good and remove waste and debris. Undertaken by a fire door certified operative eg. BMTRADA or other approved certified body. | 1944.5579
323705 |  | R | N | Y | N | JR | ENT FIRE DOORSET:RENEW SOLID FD30 GLAZED FANLIGHT | Carpentry and Joinery | External Doors | Doorsets - Entrance Fire - Solid | IT | 2007.3869 | Entrance Fire Doorset:Renew existing door+frame with standard Gerda Security self-finished FD30 solid doorset (SHR30), hardwood frame, glazed fanlight. Undertaken by fire door certified operative. | Entrance Fire Doorset:Renew existing door and frame with standard size Gerda Security or equal and approved self-finished engineered FD30 solid door style doorset (Safer Homes Range 30) with hardwood frame and fanlight, complete with cill if required, doorset tested to EN1634-1 for fire and to EN1634-3 for smoke, to BS6375/1, 2 and 3 for weathering and durability, doorset to ENISO 10071 for thermal insulation, doorset to PAS24 for security and Secure by design, all to BMTRADA, laminated double glazed unit certified to EN356 P1A fanlight panel stainless steel hinges, seals, surface mounted cam action door closer, smooth action multipoint locking system with handle set to external and thumbturn to internal face, fire rated satin chrome letterplate, satin chrome door chain or door limiter, door viewer and numerals, and door knocker, take out existing door and frame, fit new doorset in accordance with manufacturer's technical data sheet, independent installation inspection, make good and remove waste and debris. Undertaken by a fire door certified operative eg. BMTRADA or other approved certified body. | 2007.3869
323707 |  | R | N | Y | N | JR | ENT FIRE DOORSET:RENEW SOLID FD30 GLAZED SIDELIGHT | Carpentry and Joinery | External Doors | Doorsets - Entrance Fire - Solid | IT | 2446.6118 | Entrance Fire Doorset:Renew existing door+frame with standard Gerda Security self-finished FD30 solid doorset(SHR30), hardwood frame, glazed sidelight. Undertaken by fire door certified operative. | Entrance Fire Doorset:Renew existing door and frame with standard size Gerda Security or equal and approved self-finished engineered FD30 solid door style doorset with (Safer Homes Range 30) with hardwood frame and two panel (upper glazed, lower solid) sidelight, complete with cill if required, doorset tested to EN1634-1 for fire and to EN1634-3 for smoke, to BS6375/1, 2 and 3 for weathering and durability, doorset to ENISO 10071 for thermal insulation, doorset to PAS24 for security and Secure by design, all to BMTRADA, laminated double glazed unit certified to EN356 P1A upper sidelight panel, lower solid sidelight panel, stainless steel hinges, seals, surface mounted cam action door closer, smooth action multipoint locking system with handle set to external and thumbturn to internal face, fire rated satin chrome letterplate, satin chrome door chain or door limiter, door viewer and numerals, and door knocker, take out existing door and frame, fit new doorset in accordance with manufacturer's technical data sheet, independent installation inspection, make good and remove waste and debris. Undertaken by a fire door certified operative eg. BMTRADA or other approved certified body. | 2446.6118
323709 |  | R | N | Y | N | JR | ENT FIRE DOORSET:RENEW SOLID FD30 GL FAN+SIDELIGHT | Carpentry and Joinery | External Doors | Doorsets - Entrance Fire - Solid | IT | 2884.6083 | Entrance Fire Doorset:Renew existing door+frame with standard Gerda Security self-finished FD30 solid doorset(SHR30), hw frame, glazed fanlight+sidelight. Undertaken by fire door certified operative. | Entrance Fire Doorset:Renew existing door and frame with standard size Gerda Security or equal and approved self-finished engineered FD30 solid door style doorset with (Safer Homes Range 30) with hardwood frame and two panel (upper glazed, lower solid) sidelight and glazed fanlight, complete with cill if required, doorset tested to EN1634-1 for fire and to EN1634-3 for smoke, to BS6375/1, 2 and 3 for weathering and durability, doorset to ENISO 10071 for thermal insulation, doorset to PAS24 for security and Secure by design, all to BMTRADA, laminated double glazed unit certified to EN356 P1A fanlight and upper sidelight panel, lower solid sidelight panel, stainless steel hinges, seals, surface mounted cam action door closer, smooth action multipoint locking system with handleset to external and thumbturn to internal face, fire rated satin chrome letterplate, satin chrome door chain or door limiter, door viewer and numerals, and door knocker, take out existing door and frame, fit new doorset in accordance with manufacturer's technical data sheet, independent installation inspection, make good and remove waste and debris. Undertaken by a fire door certified operative eg. BMTRADA or other approved certified body. | 2884.6083
323801 |  | R | N | Y | N | JR | ENT FIRE DOORSET:RENEW ONE GLAZED FD30 NO FANLIGHT | Carpentry and Joinery | External Doors | Doorsets - Entrance Fire - Glazed 1 Panel | IT | 2037.3904 | Entrance Fire Doorset:Renew existing door+frame with standard Gerda Security self-finished FD30 glazed panel door doorset (30SHR-G1) with hardwood frame. Undertaken by fire door certified operative. | Entrance Fire Doorset:Renew existing door and frame with standard size Gerda Security or equal and approved self-finished engineered FD30 glazed door style G1 (one glass panel) doorset (Safer Homes Range 30-G1), door glazed with one fire multishield P1A EV multidirectional laminated double glazed unit certified to EN356 P1A glazed panel, with hardwood frame, complete with cill if required, doorset tested to EN1634-1 for fire and to EN1634-3 for smoke, to BS6375/1, 2 and 3 for weathering and durability, doorset to ENISO 10071 for thermal insulation, doorset to PAS24 for security and Secure by design, all to BMTRADA, stainless steel hinges, seals, surface mounted cam action door closer, smooth action multipoint locking system with handle set to external and thumbturn to internal face, fire rated satin chrome letterplate, satin chrome door chain or door limiter, door viewer and numerals, and door knocker, take out existing door and frame, fit new doorset in accordance with manufacturer's technical data sheet, independent installation inspection, make good and remove waste and debris. Undertaken by a fire door certified operative eg. BMTRADA or other approved certified body. | 2037.3904
323803 |  | R | N | Y | N | JR | ENT FIRE DOORSET:RENEW 1 GLAZD FD30 SOLID FANLIGHT | Carpentry and Joinery | External Doors | Doorsets - Entrance Fire - Glazed 1 Panel | IT | 2424.1058 | Entrance Fire Doorset:Renew existing door+frame with standard Gerda Security self-finished FD30 glazed panel doorset (30SHR-G1), hw frame solid fanlight. Undertaken by fire door certified operative. | Entrance Fire Doorset:Renew existing door and frame with standard size Gerda Security or equal and approved self-finished engineered FD30 glazed door style G1 (one glass panel) doorset (Safer Homes Range 30-G1), door glazed with one fire multishield P1A EV multidirectional laminated double glazed unit certified to EN356 P1A glazed panel, with hardwood frame and fanlight, complete with cill if required, doorset tested to EN1634-1 for fire and to EN1634-3 for smoke, to BS6375/1, 2 and 3 for weathering and durability, doorset to ENISO 10071 for thermal insulation, doorset to PAS24 for security and Secure by design, all to BMTRADA, solid fanlight panel, stainless steel hinges, seals, surface mounted cam action door closer, smooth action multipoint locking system with handle set to external and thumbturn to internal face, fire rated satin chrome letterplate, satin chrome door chain or door limiter, door viewer and numerals, and door knocker, take out existing door and frame, fit new doorset in accordance with manufacturer's technical data sheet, independent installation inspection, make good and remove waste and debris. Undertaken by a fire door certified operative eg. BMTRADA or other approved certified body. | 2424.1058
323805 |  | R | N | Y | N | JR | ENT FIRE DOORSET:RENEW 1 GLAZED FD30 GL FANLIGHT | Carpentry and Joinery | External Doors | Doorsets - Entrance Fire - Glazed 1 Panel | IT | 2475.3635 | Entrance Fire Doorset:Renew existing door+frame with standard Gerda Security self-finished FD30 glazed panel doorset (30SHR-G1), hw frame glazed fanlight. Undertaken by fire door certified operative. | Entrance Fire Doorset:Renew existing door and frame with standard size Gerda Security or equal and approved self-finished engineered FD30 glazed door style G1 (one glass panel) doorset (Safer Homes Range 30-G1), door glazed with one fire multishield P1A EV multidirectional laminated double glazed unit certified to EN356 P1A glazed panel, with hardwood frame, and fanlight complete with cill if required doorset tested to EN1634-1 for fire and to EN1634-3 for smoke, to BS6375/1, 2 and 3 for weathering and durability, doorset to ENISO 10071 for thermal insulation, doorset to PAS24 for security and Secure by design, all to BMTRADA, laminated double glazed unit certified to EN356 P1A fanlight panel, stainless steel hinges, seals, surface mounted cam action door closer, smooth action multipoint locking system with handle set to external and thumbturn to internal face, fire rated satin chrome letterplate, satin chrome door chain or door limiter, door viewer and numerals, and door knocker, take out existing door and frame, fit new doorset in accordance with manufacturer's technical data sheet, independent installation inspection, make good and remove waste and debris. Undertaken by a fire door certified operative eg. BMTRADA or other approved certified body. | 2475.3635
323807 |  | R | N | Y | N | JR | ENT FIRE DOORSET:RENEW 1 GLAZED FD30 GL SIDELIGHT | Carpentry and Joinery | External Doors | Doorsets - Entrance Fire - Glazed 1 Panel | IT | 2914.5767 | Entrance Fire Doorset:Renew existing door+frame with standard Gerda Security self-finished FD30 glazed panel doorset (30SHR-G1), hw frame glazed sidelight. Undertaken by fire door certified operative. | Entrance Fire Doorset:Renew existing door and frame with standard size Gerda Security or equal and approved self-finished engineered FD30 glazed door style G1 (one glass panel) doorset (Safer Homes Range 30-G1), door glazed with one fire multishield P1A EV multidirectional laminated double glazed unit certified to EN356 P1A glazed panel, with hardwood frame and two panel (upper glazed, lower solid) sidelight, complete with cill if required, doorset tested to EN1634-1 for fire and to EN1634-3 for smoke, to BS6375/1, 2 and 3 for weathering and durability, doorset to ENISO 10071 for thermal insulation, doorset to PAS24 for security and Secure by design, all to BMTRADA, laminated double glazed unit certified to EN356 P1A upper sidelight panel, lower solid sidelight panel, stainless steel hinges, seals, surface mounted cam action door closer, smooth action multipoint locking system with handle set to external and thumbturn to internal face, fire rated satin chrome letterplate, satin chrome door chain or door limiter, door viewer and numerals, and door knocker, take out existing door and frame, fit new doorset in accordance with manufacturer's technical data sheet, independent installation inspection, make good and remove waste and debris. Undertaken by a fire door certified operative eg. BMTRADA or other approved certified body. | 2914.5767
323809 |  | R | N | Y | N | JR | ENT FIRE DOORSET:RENEW 1 GLAZED FD30 FAN+SIDELIGHT | Carpentry and Joinery | External Doors | Doorsets - Entrance Fire - Glazed 1 Panel | IT | 3003.7494 | Entrance Fire Doorset:Renew existing door+frame, standard Gerda Security self-finished FD30 gl panel doorset (30SHR-G1), hw frame gl fanlight+sidelight. Undertaken by fire door certified operative. | Entrance Fire Doorset:Renew existing door and frame with standard size Gerda Security or equal and approved self-finished engineered FD30 glazed door style G1 (one glass panel) doorset (Safer Homes Range 30-G1), door glazed with one fire multishield P1A EV multidirectional laminated double glazed unit certified to EN356 P1A glazed panel, with hardwood frame and two panel (upper glazed, lower solid) sidelight and glazed fanlight, complete with cill if required, doorset tested to EN1634-1 for fire and to EN1634-3 for smoke, to BS6375/1, 2 and 3 for weathering and durability, doorset to ENISO 10071 for thermal insulation, doorset to PAS24 for security and Secure by design, all to BMTRADA, laminated double glazed unit certified to EN356 P1A fanlight and upper sidelight panel, lower solid sidelight panel, stainless steel hinges, seals, surface mounted cam action door closer, smooth action multipoint locking system with handle set to external and thumbturn to internal face, fire rated satin chrome letterplate, satin chrome door chain or door limiter, door viewer and numerals, and door knocker, take out existing door and frame, fit new doorset in accordance with manufacturer's technical data sheet, independent installation inspection, make good and remove waste and debris. Undertaken by a fire door certified operative eg. BMTRADA or other approved certified body. | 3003.7494
323901 |  | R | N | Y | N | JR | ENT FIRE DOORSET:RENEW TWO GLAZED FD30 NO FANLIGHT | Carpentry and Joinery | External Doors | Doorsets - Entrance Fire - Glazed 2 Panel | IT | 2395.9603 | Entrance Fire Doorset:Renew existing door+frame with standard Gerda Security self-finished FD30 glazed 2 panel door doorset (30SHR-G2) with hardwood frame. Undertaken by fire door certified operative. | Entrance Fire Doorset:Renew existing door and frame with standard size Gerda Security or equal and approved self-finished engineered FD30 glazed door style G2 (two glass panel) doorset (Safer Homes Range 30-G2), door glazed with two fire multishield P1A EV multidirectional laminated double glazed units certified to EN356 P1A glazed panel, with hardwood frame, complete with cill if required, doorset tested to EN1634-1 for fire and to EN1634-3 for smoke, to BS6375/1, 2 and 3 for weathering and durability, doorset to ENISO 10071 for thermal insulation, doorset to PAS24 for security and Secure by design, all to BMTRADA, stainless steel hinges, seals, surface mounted cam action door closer, smooth action multipoint locking system with handleset to external and thumbturn to internal face, fire rated satin chrome letterplate, satin chrome door chain or door limiter, door viewer and numerals, and door knocker, take out existing door and frame, fit new doorset in accordance with manufacturer's technical data sheet, independent installation inspection, make good and remove waste and debris. Undertaken by a fire door certified operative eg. BMTRADA or other approved certified body. | 2395.9603
323903 |  | R | N | Y | N | JR | ENT FIRE DOORSET:RENEW 2 GLAZD FD30 SOLID FANLIGHT | Carpentry and Joinery | External Doors | Doorsets - Entrance Fire - Glazed 2 Panel | IT | 2770.8704 | Entrance Fire Doorset:Renew existing door+frame with standard Gerda Security self-finished FD30 glazed 2 panel doorset (30SHR-G2), hw frame solid fanlight. Undertaken by fire door certified operative. | Entrance Fire Doorset:Renew existing door and frame with standard size Gerda Security or equal and approved self-finished engineered FD30 glazed door style G2 (two glass panel) doorset (Safer Homes Range 30-G2), door glazed with two fire multishield P1A EV multidirectional laminated double glazed units certified to EN356 P1A glazed panel, with hardwood frame and fanlight, complete with cill if required, doorset tested to EN1634-1 for fire and to EN1634-3 for smoke, to BS6375/1, 2 and 3 for weathering and durability, doorset to ENISO 10071 for thermal insulation, doorset to PAS24 for security and Secure by design, all to BMTRADA, solid fanlight panel, stainless steel hinges, seals, surface mounted cam action door closer, smooth action multipoint locking system with handle set to external and thumbturn to internal face, fire rated satin chrome letterplate, satin chrome door chain or door limiter, door viewer and numerals, and door knocker, take out existing door and frame, fit new doorset in accordance with manufacturer's technical data sheet, independent installation inspection, make good and remove waste and debris. Undertaken by a fire door certified operative eg. BMTRADA or other approved certified body. | 2770.8704
323905 |  | R | N | Y | N | JR | ENT FIRE DOORSET:RENEW 2 GLAZED FD30 GL FANLIGHT | Carpentry and Joinery | External Doors | Doorsets - Entrance Fire - Glazed 2 Panel | IT | 2833.676 | Entrance Fire Doorset:Renew existing door+frame with standard Gerda Security self-finished FD30 glazed 2 pane doorset (30SHR-G2), hw frame glazed fanlight. Undertaken by fire door certified operative. | Entrance Fire Doorset:Renew existing door and frame with standard size Gerda Security or equal and approved self-finished engineered FD30 glazed door style G2 (two glass panel) doorset (Safer Homes Range 30-G2) door glazed with two fire multishield P1A EV multidirectional laminated double glazed units certified to EN356 P1A glazed panel, with hardwood frame, and fanlight complete with cill if required doorset tested to EN1634-1 for fire and to EN1634-3 for smoke, to BS6375/1, 2 and 3 for weathering and durability, doorset to ENISO 10071 for thermal insulation, doorset to PAS24 for security and Secure by design, all to BMTRADA, laminated double glazed unit certified to EN356 P1A fanlight panel, stainless steel hinges, seals, surface mounted cam action door closer, smooth action multipoint locking system with handle set to external and thumbturn to internal face, fire rated satin chrome letterplate, satin chrome door chain or door limiter, door viewer and numerals, and door knocker, take out existing door and frame, fit new doorset in accordance with manufacturer's technical data sheet, independent installation inspection, make good and remove waste and debris. Undertaken by a fire door certified operative eg. BMTRADA or other approved certified body. | 2833.676
323907 |  | R | N | Y | N | JR | ENT FIRE DOORSET:RENEW 2 GLAZED FD30 GL SIDELIGHT | Carpentry and Joinery | External Doors | Doorsets - Entrance Fire - Glazed 2 Panel | IT | 2924.0888 | Entrance Fire Doorset:Renew existing door+frame with standard Gerda Security self-finished FD30 glazed 2 pane doorset(30SHR-G2), hw frame glazed sidelight. Undertaken by fire door certified operative. | Entrance Fire Doorset:Renew existing door and frame with standard size Gerda Security or equal and approved self-finished engineered FD30 glazed door style G2 (two glass panel) doorset (Safer Homes Range 30-G2), door glazed with two fire multishield P1A EV multidirectional laminated double glazed units certified to EN356 P1A glazed panel, with hardwood frame and two panel (upper glazed, lower solid) sidelight, complete with cill if required, doorset tested to EN1634-1 for fire and to EN1634-3 for smoke, to BS6375/1, 2 and 3 for weathering and durability, doorset to ENISO 10071 for thermal insulation, doorset to PAS24 for security and Secure by design, all to BMTRADA, laminated double glazed unit certified to EN356 P1A upper sidelight panel, lower solid sidelight panel, stainless steel hinges, seals, surface mounted cam action door closer, smooth action multipoint locking system with handle set to external and thumbturn to internal face, fire rated satin chrome letterplate, satin chrome door chain or door limiter, door viewer and numerals, and door knocker, take out existing door and frame, fit new doorset in accordance with manufacturer's technical data sheet, independent installation inspection, make good and remove waste and debris. Undertaken by a fire door certified operative eg. BMTRADA or other approved certified body. | 2924.0888
323909 |  | R | N | Y | N | JR | ENT FIRE DOORSET:RENEW 2 GLAZED FD30 FAN+SIDELIGHT | Carpentry and Joinery | External Doors | Doorsets - Entrance Fire - Glazed 2 Panel | IT | 3710.8857 | Entrance Fire Doorset:Renew existing door+frame, standard Gerda Security self-finished FD30 glazed 2 pane doorset (30SHR-G2), glazed fanlight+sidelight. Undertaken by fire door certified operative. | Entrance Fire Doorset:Renew existing door and frame with standard size Gerda Security or equal and approved self-finished engineered FD30 glazed door style G2 (two glass panel) doorset (Safer Homes Range 30-G2), door glazed with two fire multishield P1A EV multidirectional laminated double glazed units certified to EN356 P1A glazed panel, with hardwood frame and two panel (upper glazed, lower solid) sidelight and glazed fanlight, complete with cill if required, doorset tested to EN1634-1 for fire and to EN1634-3 for smoke, to BS6375/1, 2 and 3 for weathering and durability, doorset to ENISO 10071 for thermal insulation, doorset to PAS24 for security and Secure by design, all to BMTRADA, laminated double glazed unit certified to EN356 P1A fanlight and upper sidelight panel, lower solid sidelight panel, stainless steel hinges, seals, surface mounted cam action door closer, smooth action multipoint locking system with handle set to external and thumbturn to internal face, fire rated satin chrome letterplate, satin chrome door chain or door limiter, door viewer and numerals, and door knocker, take out existing door and frame, fit new doorset in accordance with manufacturer's technical data sheet, independent installation inspection, make good and remove waste and debris. Undertaken by a fire door certified operative eg. BMTRADA or other approved certified body. | 3710.8857
324101 |  | U | Y | N | Y | JR | DOOR:EASE ADJUST INCLUDING REMOVE | Carpentry and Joinery | External Doors | Doors - External - Repairs - Timber | NO | 19.6017 | Door:Ease and adjust door, hung on upto 1.5 pairs of butt hinges, including remove and rehang door as necessary and make good to butt recesses to frame and touch up decorations. | Door:Ease and adjust door, hung on upto 1.5 pairs of butt hinges, including remove and rehang door as necessary and make good to butt recesses to frame and touch up decorations and remove waste and debris. | 19.6017
324107 |  | R | N | N | N | JR | DOOR:REFIX LOOSE GLAZING BEADS | Carpentry and Joinery | External Doors | Doors - External - Repairs - Timber | NO | 10.2571 | Door:Refix loose glazing beads to door including bedding and sealing with sealant (per door). | Door:Refix loose glazing beads to door including bedding and sealing with sealant (per door). | 10.2571
324109 |  | R | N | N | N | JR | DOOR:RENEW PLYWOOD PANEL | Carpentry and Joinery | External Doors | Doors - External - Repairs - Timber | NO | 38.9731 | Door:Renew 9mm external quality plywood panel size 610x610mm to door, including remove weatherseal, refix or renew beads, renew weatherseal and decorate to match existing. | Door:Renew 9mm external quality plywood panel size 610x610mm to door or frame, including remove weatherseal, refix or renew beads, bedded in putty or silicone sealant, renew weatherseal and decorate to match existing and remove waste and debris. | 38.9731
324110 |  | R | N | Y | N | JR | DOOR:REFIX PLYWOOD PANEL | Carpentry and Joinery | External Doors | Doors - External - Repairs - Timber | SM | 31.4968 | Door:Remove and refix external quality plywood panel to door or frame, remove weatherseal, refix or renew beads, sealant, renew weatherseal, touch up decorations, remove waste and debris. | Door:Remove and refix external quality plywood panel to door or frame, including remove weatherseal, refix or renew beads, bedded in putty or silicone sealant, renew weatherseal and touch up decorations to match existing and remove waste and debris. | 31.4968
324111 |  | R | N | N | N | JR | DOOR:PATCH OR REPAIR DOOR STILE | Carpentry and Joinery | External Doors | Doors - External - Repairs - Timber | NO | 31.8193 | Door:Patch, repair hanging or closing stile of softwood door including cut out and splice in new timber upto 600mm long, decorate to match existing and remove waste and debris. | Door:Patch, repair hanging or closing stile of softwood door including cut out and splice in new timber upto 600mm long, decorate to match existing and remove waste and debris. | 31.8193
324113 |  | R | N | N | N | JR | DOOR:RENEW SOFTWOOD DOOR STILE | Carpentry and Joinery | External Doors | Doors - External - Repairs - Timber | IT | 88.7378 | Door:Renew closing stile to softwood door, take off, rehang door, remove, refix hinges, cut out defective stile, remove, refix panels and beads, remove, refix ironmongery, ease, adjust, redecorate. | Door:Renew closing stile to softwood door, remove glass or plywood panels and beads and set aside, take down door and remove hinges, remove ironmongery and set aside, cut out defective stile to top, bottom rails, refix glass or plywood panels and beads, refix ironmongery, ease and adjust door, decorate to match existing and remove waste and debris. | 88.7378
324115 |  | R | N | N | N | JR | DOOR:SUPPLY AND FIX WEATHERBOARD | Carpentry and Joinery | External Doors | Doors - External - Repairs - Timber | NO | 18.4069 | Door:Supply and fix preservative treated redwood weatherboard to door, bedded and pointed in sealant, cut out base of door frame to accommodate weatherboard and decorate to match existing. | Door:Supply and fix preservative treated redwood weatherboard to door, bedded and pointed in sealant, cut out base of door frame to accommodate weatherboard and decorate to match existing and remove waste and debris. | 18.4069
324116 |  | U | N | N | Y | JR | DOOR:RENEW WEATHERBOARD | Carpentry and Joinery | External Doors | Doors - External - Repairs - Timber | NO | 24.8433 | Door:Renew preservative treated redwood weatherboard to door, bedded and pointed in sealant, cut out base of door frame to accommodate weatherboard and decorate to match existing. | Door:Remove existing and supply and fix preservative treated redwood weatherboard to door, bedded and pointed in sealant, cut out base of door frame to accommodate weatherboard and decorate to match existing and remove waste and debris. | 24.8433
324117 |  | R | N | N | N | JR | DOOR:PROVIDE HARDWOOD RAIN DEFLECTOR | Carpentry and Joinery | External Doors | Doors - External - Repairs - Timber | NO | 18.1481 | Door:Supply and fix 50x19mm hardwood bevelled rain deflector with neoprene or rubber flexible pad at bottom, bedded in sealant and screwed to face of door. | Door:Supply and fix 50x19mm hardwood bevelled rain deflector with neoprene or rubber flexible pad at bottom, bedded in sealant and screwed to face of door. | 18.1481
324119 |  | R | N | N | N | JR | DOOR:RENEW HARDWOOD GLAZING BEADS | Carpentry and Joinery | External Doors | Doors - External - Repairs - Timber | LM | 14.3225 | Door:Renew with preservative treated hardwood rebated, splayed, twice rounded glazing beads of any size and profile, mitres and ends to door, bedding/pointing with sealant, decorate to match. | Door:Renew with preservative treated hardwood rebated splayed and twice rounded glazing beads of any size and of any profile including mitres and ends to door, bedding and pointing with sealant and decorate to match existing and remove waste and debris. | 14.3225
324121 |  | R | N | N | N | JR | DOOR:RENEW HARDWOOD DOOR STILE | Carpentry and Joinery | External Doors | Doors - External - Repairs - Timber | IT | 133.2746 | Door:Renew closing stile to hardwood door, take off, rehang door, remove, refix hinges, cut out defective stile, remove, refix panels and beads, remove, refix ironmongery, ease and adjust door. | Door:Renew closing stile to hardwood door, remove glass or plywood panels and beads and set aside, take down door and remove hinges, remove ironmongery and set aside, cut out defective stile to top, middle and bottom rails, refix glass or plywood panels and beads, refix ironmongery, ease and adjust door, decorate to match existing and remove waste and debris. | 133.2746
324123 |  | U | N | N | Y | JR | DOOR:OVERHAUL EXTERNAL COMPLETE | Carpentry and Joinery | External Doors | Doors - External - Repairs - Timber | NO | 111.7602 | Door:Overhaul external door and frame complete, refix all ironmongery, piece out, make good, resecure architraves, rehang door on 1.5 pair of butt hinges, ease, adjust, touch up decorations. | Door:Overhaul external door and frame complete, remove all iron- mongery, piece out door, frame and architraves where ironmongery removed make good any damage, defects to timber, resecure architraves if loose, rehang door on 1.5 pair of butt hinges, ease and adjust, touch up decorations to match existing and remove waste and debris. | 111.7602
324125 |  | U | N | N | Y | JR | DOOR:OVERHAUL EXTERNAL COMPLETE FANLIGHT | Carpentry and Joinery | External Doors | Doors - External - Repairs - Timber | NO | 133.9785 | Door:Overhaul external door and frame and fanlight complete, remove all ironmongery, piece out make good, resecure beads, architraves, rehang door on 1.5 pair of hinges, ease, adjust, reglaze fanlight | Door:Overhaul external door and frame with fanlight complete, remove all ironmongery, piece out door, frame, and architraves where ironmongery removed make good any damage, defects to timber, resecure glazing beads, architraves if loose, rehang door on 1.5 pair of butt hinges, ease and adjust, reglaze fanlight as necessary to BS 6262, touch up decorations to match existing and remove waste and debris. | 133.9785
325101 |  | R | N | N | N | JR | DOOR:RENEW ANY BUTT HINGE TO PVCU/COMPOSITE | Carpentry and Joinery | External Doors | Doors - External - Repairs - PVCu/Composite | NO | 17.5631 | Door:Renew any butt hinge to PVCu or composite door. | Door:Renew any butt hinge to PVCu or composite door. | 17.5631
325103 |  | E | Y | N | Y | JR | DOOR:OVERHAUL MULTIPOINT LOCK TO PVCU/COMPOSITE | Carpentry and Joinery | External Doors | Doors - External - Repairs - PVCu/Composite | IT | 16.8223 | Door:Overhaul and lubricate multipoint locking system to PVCu or composite door. | Door:Overhaul and lubricate multipoint locking system to PVCu or composite door. | 16.8223
325105 |  | U | N | N | Y | JR | DOOR:RENEW MULTIPOINT LOCK TO PVCU/COMPOSITE | Carpentry and Joinery | External Doors | Doors - External - Repairs - PVCu/Composite | NO | 147.019 | Door:Renew any defective or broken multipoint door locking system complete, adapt keep if necessary, including remove existing, test and leave in proper working order and remove waste and debris. | Door:Renew any defective or broken multipoint door locking system complete to PVCu or composite door, adapt keep if necessary, including remove existing, test and leave in working proper working order and remove waste and debris. | 147.019
325107 |  | U | N | N | Y | JR | DOOR:ADJUST LOCK TO PVCU/COMPOSITE | Carpentry and Joinery | External Doors | Doors - External - Repairs - PVCu/Composite | NO | 36.2785 | Door:Carefully remove existing PVCu or composite door lock, ease and adjust door in order to ensure correct working, refix existing lock. | Door:Carefully remove existing PVCu or composite door lock, ease and adjust door in order to ensure correct working, refix existing lock. | 36.2785
325109 |  | U | N | N | Y | JR | DOOR:RENEW LOCK CYLINDER TO PVCU/COMPOSITE | Carpentry and Joinery | External Doors | Doors - External - Repairs - PVCu/Composite | NO | 42.1294 | Door:Renew any type of lock cylinder to PVCu door drilling out old cylinder, replacing with new matching cylinder complete with 2 No. keys, make good, test, leave in proper working order. | Door:Renew any type of lock cylinder to PVCu or composite door including drilling out old cylinder, replacing with new matching cylinder complete with 2 No. keys, make good, test and leave in proper working order and remove waste and debris. | 42.1294
325111 |  | U | N | N | Y | JR | DOOR:RENEW LOCK CATCH OR KEEP TO PVCU/COMPOSITE | Carpentry and Joinery | External Doors | Doors - External - Repairs - PVCu/Composite | NO | 18.4486 | Door:Renew any door catch or keep to PVCu or composite door including all adjustment and making good necessary. | Door:Renew any door catch or keep to PVCu or composite door including all adjustment and making good necessary. | 18.4486
325113 |  | U | N | N | Y | JR | DOOR:REPAIR HANDLES TO PVCU/COMPOSITE | Carpentry and Joinery | External Doors | Doors - External - Repairs - PVCu/Composite | NO | 19.6017 | Door:Repair any type of door handle to PVCu or composite door including carefully removing and refixing as necessary and making good. | Door:Repair any type of door handle to PVCu or composite door including carefully removing and refixing as necessary and making good. | 19.6017
325115 |  | U | N | N | Y | JR | DOOR:RENEW HANDLES TO PVCU/COMPOSITE | Carpentry and Joinery | External Doors | Doors - External - Repairs - PVCu/Composite | NO | 40.5265 | Door:Carefully remove existing pair of lever handles and plates and remove from site, provide and fix new set of lever handles and plates to PVCu or composite door (per set). | Door:Carefully remove existing pair of lever handles and plates and remove from site, provide and fix new set of lever handles and plates to PVCu or composite door (per set). | 40.5265
325117 |  | U | N | N | Y | JR | DOOR:OVERHAUL PVCU/COMPOSITE | Carpentry and Joinery | External Doors | Doors - External - Repairs - PVCu/Composite | NO | 62.6035 | Door:Overhaul any PVCu or composite door, remove door from frame, ease, adjust foot of door, adjust door locking mechanisms, hinges to ensure door operates correctly, rehang door to existing frame. | Door:Overhaul any type of PVCu/composite glazed door, including remove door from frame, adjust door locking mechanisms and hinges to ensure that door operates correctly, rehang door, remove, refix or renew ironmongery as necessary, check lubricate operating mechanisms, renew gaskets and seals, make good and test. | 62.6035
325123 |  | U | N | N | Y | JR | DOOR:RENEW PANEL NE 0.5SM TO PVCU/COMPOSITE | Carpentry and Joinery | External Doors | Doors - External - Repairs - PVCu/Composite | NO | 73.4764 | Door:Renew or supply and fix composite insulated panel PVCu faced both sides to PVCu door, fixed with PVCu trim, beading, carefully removing existing panel or glazing, make good, any size ne 0.50sm. | Door:Renew or supply and fix composite insulated panel PVCu faced both sides to PVCu or composite door, fixed with and including matching PVCu trim and beading, carefully remove existing defective and redundant panel or glazing and making good, any size ne 0.50sm and remove waste and debris. | 73.4764
325125 |  | U | N | N | Y | JR | DOOR:RENEW PANEL 0.5-1.0SM TO PVCU/COMPOSITE | Carpentry and Joinery | External Doors | Doors - External - Repairs - PVCu/Composite | NO | 97.1923 | Door:Renew or supply and fix composite insulated panel PVCu faced both sides to PVCu door, fixed with PVCu trim, beading, carefully removing existing panel or glazing, make good, any size ne 1.00sm. | Door:Renew or supply and fix composite insulated panel PVCu faced both sides to PVCu or composite door, fixed with and including matching PVCu trim and beading, carefully remove existing defective and redundant panel or glazing and making good, any size over 0.50sm and ne 1.00sm and remove waste and debris. | 97.1923
325127 |  | R | N | Y | N | JR | DOOR:RENEW LETTERPLATE TO PVCU/COMPOSITE | Carpentry and Joinery | External Doors | Doors - External - Repairs - PVCu/Composite | NO | 60.3762 | Door:Carefully remove existing telescopic letter plate and remove from site, provide and fix new telescopic letter plate to PVCu or composite door. | Door:Carefully remove existing telescopic letter plate and remove from site, provide and fix new telescopic letter plate to PVCu or composite door. | 60.3762
325129 |  | R | N | Y | N | JR | DOOR:RENEW DRAUGHT-PROOFING TO PVCU/COMPOSITE | Carpentry and Joinery | External Doors | Doors - External - Repairs - PVCu/Composite | NO | 50.6886 | Door:Carefully remove existing draught-proofing around frame and remove from site, provide and fix new PVCu or neoprene draught-proofing to PVCu or composite door frame. | Door:Carefully remove existing draught-proofing around frame and remove from site, provide and fix new PVCu or neoprene draught-proofing to PVCu or composite door frame. | 50.6886
325131 |  | R | N | Y | N | JR | DOOR:RENEW DOOR CLOSER TO PVCU/COMPOSITE | Carpentry and Joinery | External Doors | Doors - External - Repairs - PVCu/Composite | NO | 56.8311 | Door:Carefully remove existing surface mounted door closer and remove from site, provide and fix new surface mounted door closer to PVCu or composite door. | Door:Carefully remove existing surface mounted door closer and remove from site, provide and fix new surface mounted door closer to PVCu or composite door. | 56.8311
325133 |  | R | N | Y | N | JR | DOOR:RENEW THRESHOLD TO PVCU/COMPOSITE | Carpentry and Joinery | External Doors | Doors - External - Repairs - PVCu/Composite | NO | 38.1448 | Door:Carefully remove existing threshold plate and remove from site, provide and fix new drop down threshold plate to PVCu or composite. | Door:Carefully remove existing threshold plate and remove from site, provide and fix new drop down threshold plate to PVCu or composite. | 38.1448
326105 |  | U | Y | N | Y | JR | DOOR:EASE OIL AND ADJUST STEEL | Carpentry and Joinery | External Doors | Doors - External - Galvanised Steel (Crittal) | NO | 19.6017 | Door:Ease including force open if necessary, strip paint, file and grind edges, ease and oil hinges to steel door and touch up decorations. | Door:Ease including force open if necessary, strip paint, file and grind edges, ease and oil hinges to steel door. | 19.6017
326107 |  | R | N | N | N | JR | DOOR:RENEW LOCK TO STEEL | Carpentry and Joinery | External Doors | Doors - External - Galvanised Steel (Crittal) | NO | 78.7672 | Door:Renew lock to any Crittall type of steel door including remove existing and fix new, make all necessary adjustments to door frame, make good decorations and provide 2 No. keys. | Door:Renew lock to any Crittall type of steel door including remove existing and fix new, make all necessary adjustments to door frame, make good decorations and provide 2 No. keys and remove waste and debris. | 78.7672
326109 |  | R | N | N | N | JR | DOOR:OVERHAUL METAL | Carpentry and Joinery | External Doors | Doors - External - Galvanised Steel (Crittal) | NO | 56.7535 | Door:Overhaul any type of metal door dismantle/reassemble as necessary, adjusting door, remove, refit or renew ironmongery as necessary, renew sealants, touch up decorations, remove waste and debris. | Door:Overhaul any type of metal door dismantle as necessary and subsequently reassemble including freeing, easing oiling and adjusting door to give correct operation, including file and grind edges, renew fixing screws, remove, refit or renew ironmongery as necessary, rake out and renew defective putty and mastic, touch up decorations to match existing, and remove waste and debris. | 56.7535
326111 |  | U | N | N | Y | JR | DOORS:CARRY OUT WELDED REPAIR | Carpentry and Joinery | External Doors | Doors - External - Galvanised Steel (Crittal) | LM | 34.5178 | Doors:Make weld or continuous fillets or seems or similar in repair. | Doors:Make weld or continuous fillets or seems or similar in repair. | 34.5178
326121 |  | R | N | Y | N | JR | FRAME:RENEW METAL EXT DOOR COMPLETE | Carpentry and Joinery | External Doors | Doors - External - Galvanised Steel (Crittal) | NO | 452.8063 | Frame:Renew external door frame with rebated metal frame to suit any size single door, set aside door, bed frame, fix to brickwork, sealant, rehang door, make good, decorate, remove waste and debris. | Frame:Renew external door frame with rebated metal door frame to suit any size single door, remove existing door and set aside, take out existing frame and bed new frame in cement mortar, plugged and screwed to brickwork and pointed with sealant, rehang door, ease and adjust, make good all works disturbed including refix or renew any internal beads, architraves etc., and decorate to match existing internally and prepare for redecoration externally and remove waste and debris. | 452.8063
327101 |  | U | Y | N | Y | JR | DOOR:EASE OIL AND ADJUST ALUMINIUM | Carpentry and Joinery | External Doors | Doors - External - Aluminium | NO | 14.0428 | Door:Ease including force open if necessary, strip paint, file and grind edges, ease and oil hinges to aluminium door and touch up decorations. | Door:Ease including force open if necessary, strip paint, file and grind edges, ease and oil hinges to aluminium door and touch up decorations. | 14.0428
327103 |  | U | N | N | Y | JR | DOOR:RENEW LOCK TO ALUMINIUM | Carpentry and Joinery | External Doors | Doors - External - Aluminium | NO | 78.7672 | Door:Renew lock to any type of aluminium door including remove existing and fix new, make all necessary adjustments to door and frame, make good decorations and provide 2 No. keys. | Door:Renew lock to any type of aluminium door including remove existing and fix new, make all necessary adjustments to door and frame, make good decorations and provide 2 No. keys and remove waste and debris. | 78.7672
327105 |  | R | N | Y | N | JR | PATIO DOOR:RENEW DOUBLE GLAZED ALUMINIUM DOOR | Carpentry and Joinery | External Doors | Doors - External - Aluminium | NO | 2242.4724 | Patio Door:Renew any glazed doors and frame, with polyester powder coated aluminium double glazed doors and frame, frame built into opening, with ironmongery, make good and remove waste and debris. | Patio Door:Renew any glazed doors and frame, with polyester powder coated aluminium external glazed patio doors and frame, including double glazing internally with 20mm thick hermetically sealed safety glass unit, frame built into opening, complete with mortice lock and keep and new bolts including making good. | 2242.4724
327107 |  | R | N | Y | N | JR | DOORSET:RENEW GLAZED POLYESTER POWDER ALUMINIUM | Carpentry and Joinery | External Doors | Doorsets - External - Poly Powder Coated Aluminium | IT | 1446.5472 | Doorset:Renew any metal external glazed door with any size anodised aluminium external pre-glazed pre-hung doorset, threshold, ironmongery, fix to structure, sealant, seals, make good, disposal. | Doorset:Renew any metal external glazed door, with any size anodised aluminium external pre-glazed doorset, door prehung to anodised aluminium frame and door threshold, including multipoint lock, door furniture, keeps, cylinder lock with thumb turn, proprietary fire rated letter plate, numerals, fix frame and threshold to structure, sealant around frame and threshold, complete with all-weather seals and other seals, make good, and remove waste and debris. | 1446.5472
327109 |  | R | N | Y | N | JR | DOORSET:RENEW GLAZED POLY POWDER FANLIGHT NE 0.5SM | Carpentry and Joinery | External Doors | Doorsets - External - Poly Powder Coated Aluminium | IT | 1706.7813 | Doorset:Renew any metal external glazed door with any size anodised aluminium external pre-glazed pre-hung doorset and 0.50m2 fanlight, threshold, ironmongery, fix to structure, sealant, seals. | Doorset:Renew any metal external glazed door, with any size anodised aluminium external pre-glazed doorset, door prehung to anodised aluminium frame, fanlight ne 0.50sm and door threshold, including multipoint lock, door furniture, keeps, cylinder lock with thumb turn, proprietary fire rated letter plate, numerals, fix frame and threshold to structure, sealant around frame and threshold, complete with all-weather seals and other seals, make good, and remove waste and debris. | 1706.7813
327111 |  | R | N | Y | N | JR | DOORSET:RENEW GLAZED POLY POWDER FANLIGHT NE 1SM | Carpentry and Joinery | External Doors | Doorsets - External - Poly Powder Coated Aluminium | IT | 1917.1969 | Doorset:Renew any metal external glazed door with any size anodised aluminium external pre-glazed pre-hung doorset and 1.00m2 fanlight, threshold, ironmongery, fix to structure, sealant, seals. | Doorset:Renew any metal external glazed door, with any size anodised aluminium external pre-glazed doorset, door prehung to anodised aluminium frame, fanlight over 0.50 and ne 1.00sm and door threshold, including multipoint lock, door furniture, keeps, cylinder lock with thumb turn, proprietary fire rated letter plate, numerals, fix frame and threshold to structure, sealant around frame and threshold, complete with all-weather seals and other seals, make good, and remove waste and debris. | 1917.1969
327113 |  | R | N | Y | N | JR | DOORSET:RENEW GLAZED POLY POWDER SIDELIGHT NE1SM | Carpentry and Joinery | External Doors | Doorsets - External - Poly Powder Coated Aluminium | IT | 1972.7381 | Doorset:Renew any metal external glazed door with any size anodised aluminium external pre-glazed pre-hung doorset and 0.50m2 sidelight, threshold, ironmongery, fix to structure, sealant, seals. | Doorset:Renew any metal external glazed door, with any size anodised aluminium external pre-glazed doorset, door prehung to anodised aluminium frame, sidelight ne 1.00sm and door threshold, including multipoint lock, door furniture, keeps, cylinder lock with thumb turn, proprietary fire rated letter plate, numerals, fix frame and threshold to structure, sealant around frame and threshold, complete with all-weather seals and other seals, make good, and remove waste and debris. | 1972.7381
327115 |  | R | N | Y | N | JR | DOORSET:RENEW GLAZED POLY POWDER SIDELIGHT 1SM | Carpentry and Joinery | External Doors | Doorsets - External - Poly Powder Coated Aluminium | IT | 2180.3626 | Doorset:Renew any metal external glazed door with any size anodised aluminium external pre-glazed pre-hung doorset and 1.00m2 sidelight, threshold, ironmongery, fix to structure, sealant, seals. | Doorset:Renew any metal external glazed door, with any size anodised aluminium external pre-glazed doorset, door prehung to anodised aluminium frame, sidelight exceeding 1.00sm and door threshold, including multipoint lock, door furniture, keeps, cylinder lock with thumb turn, proprietary fire rated letter plate, numerals, fix frame and threshold to structure, sealant around frame and threshold, complete with all-weather seals and other seals, make good, and remove waste and debris. | 2180.3626
327117 |  | R | N | Y | N | JR | DOORSET:RENEW GLAZED POLY POWDER FAN+SIDE NE1SM | Carpentry and Joinery | External Doors | Doorsets - External - Poly Powder Coated Aluminium | IT | 2399.4207 | Doorset:Renew any metal external glazed door with any size anodised aluminium external pre-glazed pre-hung doorset and 0.50m2 fanlight and sidelight, threshold, ironmongery, fix to structure, sealant. | Doorset:Renew any metal external glazed door, with any size anodised aluminium external pre-glazed doorset, door prehung to anodised aluminium frame, fanlight ne 0.50sm, sidelight ne 1.00sm and door threshold, including multipoint lock, door furniture, keeps, cylinder lock with thumb turn, proprietary fire rated letter plate, numerals, fix frame and threshold to structure, sealant around frame and threshold, complete with all-weather seals and other seals, make good, and remove waste and debris. | 2399.4207
327119 |  | R | N | Y | N | JR | DOORSET:RENEW GLAZED POLY POWDER FAN+SIDE 1SM | Carpentry and Joinery | External Doors | Doorsets - External - Poly Powder Coated Aluminium | IT | 2726.162 | Doorset:Renew any metal external glazed door with any size anodised aluminium external pre-glazed pre-hung doorset and 1.00m2 fanlight and sidelight, threshold, ironmongery, fix to structure, sealant. | Doorset:Renew any metal external glazed door, with any size anodised aluminium external pre-glazed doorset, door prehung to anodised aluminium frame, fanlight ne 1.00sm, sidelight exceeding 1.00sm and door threshold, including multipoint lock, door furniture, keeps, cylinder lock with thumb turn, proprietary fire rated letter plate, numerals, fix frame and threshold to structure, seal around frame and threshold, complete with all-weather seals and other seals, make good, and remove waste and debris. | 2726.162
328101 |  | R | N | Y | N | JR | DOOR:RENEW L AND B DOOR | Carpentry and Joinery | External Doors | Doors - External Matchboard - Softwood | NO | 248.3405 | Door:Renew external door with any size softwood ledged and braced door faced with 20mm T, G and V jointed boarding, hang new door on one pair of hinges, ironmongery, make good, decorate to match. | Door:Renew external door with any size 40mm thick single softwood matchboard ledged and braced door with 169x20mm ledges and 106x20mm braces covered on face with 20mm tongued, grooved and v jointed boarding, including remove existing door and hinges, remove and refit door stop as necessary, fit and hang new door on one pair of hinges, make good frame, complete with all ironmongery and decorate to match existing and remove waste and debris. | 248.3405
328103 |  | R | N | Y | N | JR | DOOR:RENEW FL AND B DOOR | Carpentry and Joinery | External Doors | Doors - External Matchboard - Softwood | NO | 282.8114 | Door:Renew external door with any size softwood framed, ledged and braced door faced with 20mm T, G and V jointed boarding, hang door on one pair of hinges, ironmongery, make good, prepare to decorate | Door:Renew external door with any size 40mm thick single softwood matchboard framed, ledged and braced door with 169x20mm ledges and 106x20mm braces covered on face with 20mm tongued, grooved and v jointed boarding, including remove existing door and hinges, remove and refit door stop as necessary, fit and hang new door on one pair of hinges, make good frame, complete with all ironmongery and prepare for redecoration and remove waste and debris. | 282.8114
328105 |  | R | N | Y | N | JR | DOOR:RENEW BOARD TO LEDGED AND BRACED DOOR | Carpentry and Joinery | External Doors | Doors - External - Repairs - Timber | IT | 31.1899 | Door:Renew 114x25mm preservative treated softwood tongued and grooved board to ledged and braced door and decorate to match existing. | Door:Renew 114x25mm preservative treated softwood tongued and grooved board to ledged and braced door and decorate to match existing and remove waste and debris. | 31.1899
328107 |  | R | N | N | N | JR | DOOR:RENEW LEDGE OR BRACE TO DOOR | Carpentry and Joinery | External Doors | Doors - External - Repairs - Timber | IT | 17.8687 | Door:Renew 105x20mm preservative treated softwood ledge or brace to ledged and braced door, decorate to match existing and remove waste and debris. | Door:Renew 105x20mm preservative treated softwood ledge or brace to ledged and braced door, decorate to match existing and remove waste and debris. | 17.8687
328109 |  | R | N | N | N | JR | GARAGE FRAME:RENEW TO SIDE DOOR | Carpentry and Joinery | Garage Doors and Frames | Door Frames - Garage - Timber | NO | 265.5829 | Frame:Renew garage door frame with any size or profile of treated softwood door frame to suit any size single door, remove, rehang door, bed in mortar, pint with sealant, make good, decorate. | Frame:Renew external garage door frame with any size or profile of treated softwood door frame to suit any size single door, remove existing door and set aside, take out existing frame and bed new frame in cement mortar, plugged and screwed to brickwork and pointed with sealant, rehang door, ease and adjust including refix ironmongery, make good and decorate to match existing and remove waste and debris. | 265.5829
328111 |  | R | N | N | N | JR | GARAGE FRAME:RENEW 25X75MM FILLET | Carpentry and Joinery | Garage Doors and Frames | Door Frames - Garage - Timber | LM | 12.8662 | Frame:Renew fillet ne 25 x 75mm to garage door frame including remove existing and prepare for redecoration, and remove waste and debris. | Frame:Renew fillet ne 25 x 75mm to garage door frame including remove existing and prepare for redecoration, and remove waste and debris. | 12.8662
330001 |  | R | N | Y | N | JR | DOOR:RENEW INTERNAL PLY FLUSH | Carpentry and Joinery | Internal Timber Doors | Doors - Internal - Flush | NO | 158.9846 | Door:Renew internal door with any size ne 40mm thick plywood faced single skeleton core flush door, hang on 1 No. pair of 100mm steel butt hinges, all ironmongery, make good, prepare to decorate. | Door:Renew internal door with any size ne 40mm thick single skeleton core flush door with 3.2mm lauan, white Meranti or other approved plywood facing both sides and 9mm hardwood lipping on long edges, including remove existing door and hinges, remove and refit door stops as necessary, fit and hang new door on one pair of 100mm steel butt hinges, make good or alter butt recesses on frame, door complete with all ironmongery, make good and prepare to decorate and remove waste and debris. | 158.9846
330003 |  | R | N | Y | N | JR | DOOR:RENEW INTERNAL HARDBOARD FACED | Carpentry and Joinery | Internal Timber Doors | Doors - Internal - Flush | NO | 149.6246 | Door:Renew internal with any size ne 40mm thick hardboard faced single skeleton core flush door, hang on 1 No. pair of 100mm steel butt hinges, all ironmongery, make good, prepare to decorate. | Door:Renew internal door with any size ne 40mm thick single skeleton core hardboard faced both sides flush internal door with hardwood lipping on long edges including remove existing door and hinges, remove and refit door stops as necessary, fit and hang new door on one pair of 100mm steel butt hinges, make good or alter butt recesses on frame, door complete with all ironmongery, make good and prepare door for decoration and make good decorations to frame, and remove waste and debris. | 149.6246
330005 |  | R | N | Y | N | JR | DOOR:RENEW INTERNAL EMBOSSED PANELLED | Carpentry and Joinery | Internal Timber Doors | Doors - Internal - Flush | NO | 157.0775 | Door:Renew internal with any size ne 40mm thick single embossed hardboard panelled door, hang on 1 No. pair of 100mm steel butt hinges, all ironmongery, make good and prepare to decorate. | Door:Renew internal door with any size ne 40mm thick single embossed hardboard panelled door including remove existing door and hinges, remove and refit door stops as necessary, fit and hang new door on one pair of 100mm steel butt hinges, make good or alter butt recesses on frame, door complete with all ironmongery, make good and prepare door for decoration and make good decorations to frame, and remove waste and debris. | 157.0775
330006 |  | R | N | Y | N | JR | FIRE DOORSET:RENEW PAIR VENEERED FD30 COMMUNAL | Carpentry and Joinery | Internal Timber Doors | Doorsets - Internal - Firecheck - Communal | IT | 1094.5364 | Doors:Renew pair of communal internal doors and frame with pair of any size veneered flush glazed firecheck doors, decoration, remove waste and debris. Undertaken by fire door certified operative. | Doors:Renew pair of communal internal doors and frame with pair of any size veneered (white oak, ash or beech) flush glazed firecheck doors, each leaf pre-hung on 1.5 pair fire rated hinges to and including proprietary door frame, complete with intumescent and brush smoke seals, overhead door closing mechanism, finger plates, pull handles, kick plates, low level threshold, door retainers linked to fire alarm system and fire door signage, decoration and remove waste and debris. Undertaken by a fire door certified operative eg. BMTRADA or other approved certified body. | 1094.5364
330007 |  | R | N | Y | N | JR | DOOR:RENEW INTERNAL SOFTWOOD GLAZED | Carpentry and Joinery | Internal Timber Doors | Doors - Internal - Framed | NO | 381.4723 | Door:Renew internal door with any size ne 40mm thick framed softwood glazed door, hang on 1.5 pair of 100mm steel butt hinges, glazing, all ironmongery, make good, prepare to decorate. | Door:Renew internal door with any size ne 40mm thick framed softwood glazed door including remove existing door and hinges, remove and refix door stops as necessary, fit and hang new door on one pair of 100mm steel butt hinges, make good or alter butt recesses on frame, door complete with glass and all ironmongery, make good and prepare door for decoration and make good decorations to frame, and remove waste and debris. | 381.4723
330009 |  | R | N | Y | N | JR | DOOR:RENEW INTERNAL HARDWOOD GLAZED | Carpentry and Joinery | Internal Timber Doors | Doors - Internal - Framed | NO | 448.3027 | Door:Renew internal with any size ne 40mm thick framed hardwood glazed door, hang on 1.5 pair of 100mm steel butt hinges, glazing, all ironmongery, make good, prepare to decorate. | Door:Renew internal door with any size ne 40mm thick framed hardwood glazed door including remove existing door and hinges, remove and refit door stops as necessary, fit and hang new door on 1.5 pairs of 100mm steel butt hinges, make good or alter butt recesses on frame, door complete with glazing and all ironmongery, make good and prepare to decorate and remove waste and debris. | 448.3027
330011 |  | R | N | Y | N | JR | DOOR:RENEW INTERNAL HARDWOOD VENEERED | Carpentry and Joinery | Internal Timber Doors | Doors - Internal - Flush | NO | 204.0413 | Door:Renew internal with any size ne 40mm thick hardwood veneered door, hang on 1 No. pair of 100mm steel butt hinges, all ironmongery, make good, prepare to decorate. | Door:Renew internal door with any size ne 40mm thick hardwood veneered door including remove existing door and hinges, remove and refit door stops as necessary, fit and hang new door on one pair of 100mm steel butt hinges, make good or alter butt recesses on frame, door complete with glass and all ironmongery, make good and prepare door for decoration and make good decorations to frame, and remove waste and debris. | 204.0413
330013 |  | R | N | Y | N | JR | DOOR:RENEW FD30 FIRE INTERNAL | Carpentry and Joinery | Internal Timber Doors | Doors - Internal - Firecheck | NO | 322.7266 | Door:Renew internal 1/2hr plywood face firecheck flush door, 1.5 pairs 100mm steel hinges, ironmongery, intumescent strips, smoke seals, prepare for decs. Undertaken by fire door certified operative. | Door:Renew internal door with any size single half-hour fire check flush door having 3.2mm lauan, white Meranti or other approved plywood facing both sides and 9mm hardwood lipping on long edges, including remove existing door and hinges, remove and refit door stops as necessary, fit and hang new door on 1.5 pairs of 100mm steel butt hinges, make good or alter recesses on frame, door complete with all ironmongery, intumescent strips and smoke seals, make good and prepare door for decoration and make good decorations to frame, and remove waste and debris. Undertaken by a fire door certified operative eg. BMTRADA or other approved certified body. | 322.7266
330014 |  | R | N | Y | N | JR | DOOR:RENEW FD30 FIRE INTERNAL - PREFINISHED | Carpentry and Joinery | Internal Timber Doors | Doors - Internal - Firecheck - Prefinished | NO | 335.1871 | Door:Renew internal 1/2hr prefinished plywood face firecheck flush door, hang on 1.5 pairs 100mm steel hinges, ironmongery, intumescent strips, seals. Undertaken by fire door certified operative. | Door:Renew internal door with any size single prefinished half-hour fire check flush door having 3.2mm lauan, white Meranti or other approved plywood facing both sides and 9mm hardwood lipping on long edges, including remove existing door and hinges, remove and refit door stops as necessary, fit and hang new door on 1.5 pairs of 100mm steel butt hinges, make good or alter recesses on frame, door complete with all ironmongery, intumescent strips and smoke seals and remove waste and debris. Undertaken by a fire door certified operative eg. BMTRADA or other approved certified body. | 335.1871
330015 |  | R | N | Y | N | JR | DOOR:RENEW FD60 FIRE INTERNAL-STANDARD SIZE | Carpentry and Joinery | Internal Timber Doors | Doors - Internal - Firecheck | NO | 481.6795 | Door:Renew internal 1hr plywood faced firecheck flush door, hang on 1.5 pairs 100mm steel hinges, ironmongery, intumescent strips, seals, prepare for decs. Undertaken by fire door certified operative. | Door:Renew internal door with any size single one-hour fire check flush door having 3.2mm lauan, white Meranti or other approved plywood facing both sides and 9mm hardwood lipping on long edges, including remove existing door and hinges, remove and refit door stops as necessary, fit and hang new door on 1.5 pairs of 100mm steel butt hinges, make good or alter recesses on frame, door complete with all ironmongery, intumescent strips and smoke seals, prepare to decorate and remove waste and debris. Undertaken by a fire door certified operative eg. BMTRADA or other approved certified body. | 481.6795
330016 |  | R | N | Y | N | JR | DOOR:RENEW FD60 FIRE INTERNAL - PREFINISHED | Carpentry and Joinery | Internal Timber Doors | Doors - Internal - Firecheck - Prefinished | NO | 505.3603 | Door:Renew internal 1hr prefinished plywood faced firecheck flush door, hang on 1.5 pairs 100mm steel hinges, ironmongery, intumescent strips, smoke seals. Undertaken by fire door certified operative. | Door:Renew internal door with any size single prefinished one-hour fire check flush door having 3.2mm lauan, white Meranti or other approved plywood facing both sides and 9mm hardwood lipping on long edges, including remove existing door and hinges, remove and refit door stops as necessary, fit and hang new door on 1.5 pairs of 100mm steel butt hinges, make good or alter recesses on frame, door complete with all ironmongery, intumescent strips and smoke seals and remove waste and debris. Undertaken by a fire door certified operative eg. BMTRADA or other approved certified body. | 505.3603
330017 |  | R | N | Y | N | JR | DOOR:RENEW FD30 GLAZED FIRE INTERNAL | Carpentry and Joinery | Internal Timber Doors | Doors - Internal - Firecheck | NO | 485.1291 | Door:Renew internal 1/2hr plywood face firecheck glazed flush door, 1.5 pairs 100mm steel hinges, ironmongery, intumescent strips, seals, prepare for decs. Undertaken by fire door certified operative. | Door:Renew internal door with any size single half-hour fire check glazed door having 3.2mm lauan, white Meranti or other approved plywood facing both sides and 9mm hardwood lipping on long edges, including remove existing door and hinges, remove and refit door stops as necessary, fit and hang new door on 1.5 pairs of 100mm steel butt hinges, make good or alter recesses on frame, door complete with all ironmongery, intumescent strips and smoke seals, fire rated glazed and prepare to decorate and remove waste and debris. Undertaken by a fire door certified operative eg. BMTRADA or other approved certified body. | 485.1291
330019 |  | R | N | N | N | JR | DOOR:SUPPLY AND FIX SLIDING DOOR GEAR | Carpentry and Joinery | Internal Timber Doors | Doors - Internal - Flush | NO | 109.1549 | Door:Supply and fix sliding door gear for hanging of any internal door. | Door:Supply and fix sliding door gear for hanging of any internal door. | 109.1549
330021 |  | R | N | N | N | JR | DOOR:CUT OPENINGS/SUPPLY AND FIX 225X75MM VENTS | Carpentry and Joinery | Internal Timber Doors | Doors - Internal - Flush | IT | 19.5418 | Door:Cut opening in solid or hollow core door for 225x75mm aluminium louvre ventilators and screw fix new ventilators to both faces of door. | Door:Cut opening in solid or hollow core door for 225x75mm aluminium louvre ventilators and screw fix new ventilators to both faces of door. | 19.5418
330023 |  | R | N | Y | N | JR | DOOR:FORM VISION PANEL TO INTERNAL | Carpentry and Joinery | Internal Timber Doors | Doors - Internal - Firecheck - Decorated | NO | 103.966 | Door:Cut opening approx 500x500mm in flush door, form vision panel, Pyroshield glass, washleather strip, beads fixed with brass cups+screws, prep for decs. Undertaken by fire door certified operative. | Door:Cut and form vision panel 500x500mm in existing FD30 or FD60 door and form vision panel, glazed in Pyroshield glass, bedded in washleather strip with minimum 15mm chamfered beads fixed with brass cups and screws and prepare for decoration. Undertaken by a fire door certified operative eg. BMTRADA or other approved certified body. | 103.966
330031 |  | R | N | Y | N | JR | DOOR:RENEW INTERNAL PLY FLUSH - DECORATE | Carpentry and Joinery | Internal Timber Doors | Doors - Internal - Flush - Decorated | NO | 211.1987 | Door:Renew internal door with any size ne 40mm thick plywood faced single skeleton core flush door, hang on 1 No. pair of 100mm steel butt hinges, all ironmongery, make good, decorate both sides. | Door:Renew internal door with any size ne 40mm thick single skeleton core flush door with 3.2mm lauan, white Meranti or other approved plywood facing both sides and 9mm hardwood lipping on long edges, including remove existing door and hinges, remove and refit door stops as necessary, fit and hang new door on one pair of 100mm steel butt hinges, make good or alter butt recesses on frame, door complete with all ironmongery, make good, redecorate to match existing and remove waste and debris. | 211.1987
330032 |  | R | N | Y | N | JR | DOOR:RENEW INTERNAL PLY FLUSH - PREFINISHED | Carpentry and Joinery | Internal Timber Doors | Doors - Internal - Flush - Prefinished | NO | 191.5427 | Door:Renew internal door with any size ne 40mm thick prefinished single skeleton core flush door, all ironmongery, make good, and remove waste and debris. | Door:Renew internal door with any size ne 40mm thick prefinished single skeleton core flush door with 3.2mm lauan, white Meranti or other approved plywood facing both sides and 9mm hardwood lipping on long edges, including remove existing door and hinges, remove and refit door stops as necessary, fit and hang new door on one pair of 100mm steel butt hinges, make good or alter butt recesses on frame, door complete with all ironmongery, make good and remove waste and debris. | 191.5427
330033 |  | R | N | Y | N | JR | DOOR:RENEW INTERNAL HARDBOARD FACED - DECORATE | Carpentry and Joinery | Internal Timber Doors | Doors - Internal - Flush - Decorated | NO | 201.8387 | Door:Renew internal with any size ne 40mm thick hardboard faced single skeleton core flush door, hang on 1 No. pair of 100mm steel butt hinges, all ironmongery, make good, decorate both sides. | Door:Renew internal door with any size ne 40mm thick single skeleton core hardboard faced both sides flush internal door with hardwood lipping on long edges including remove existing door and hinges, remove and refit door stops as necessary, fit and hang new door on one pair of 100mm steel butt hinges, make good or alter butt recesses on frame, door complete with all ironmongery, make good, redecorate to match existing and remove waste and debris. | 201.8387
330035 |  | R | N | Y | N | JR | DOOR:RENEW INTERNAL EMBOSSED PANELLED - DECORATE | Carpentry and Joinery | Internal Timber Doors | Doors - Internal - Flush - Decorated | NO | 209.2916 | Door:Renew internal with any size ne 40mm thick single embossed hardboard panelled door, hang on 1 No. pair of 100mm steel butt hinges, all ironmongery, make good, decorate both sides. | Door:Renew internal door with any size ne 40mm thick single embossed hardboard panelled door including remove existing door and hinges, remove and refit door stops as necessary, fit and hang new door on one pair of 100mm steel butt hinges, make good or alter butt recesses on frame, door complete with all ironmongery, make good, redecorate to match existing and remove waste and debris. | 209.2916
330037 |  | R | N | Y | N | JR | DOOR:RENEW INTERNAL SOFTWOOD GLAZED - DECORATE | Carpentry and Joinery | Internal Timber Doors | Doors - Internal - Framed | NO | 428.0116 | Door:Renew internal door with any size ne 40mm thick framed softwood glazed door, hang on 1.5 pair of 100mm steel butt hinges, glazing, all ironmongery, make good, decorate both sides. | Door:Renew internal door with any size ne 40mm thick framed softwood 6.8mm laminated safety glass glazed door including remove existing door and hinges, remove and refix door stops as necessary, fit and hang new door on 1.5 pair of 100mm steel butt hinges, make good or alter butt recesses on frame, door complete with glazing and all ironmongery, make good, redecorate to match existing and remove waste and debris. | 428.0116
330039 |  | R | N | Y | N | JR | DOOR:RENEW INTERNAL HARDWOOD GLAZED - DECORATE | Carpentry and Joinery | Internal Timber Doors | Doors - Internal - Framed | NO | 478.4073 | Door:Renew internal with any size ne 40mm thick framed hardwood glazed door, hang on 1.5 pair of 100mm steel butt hinges, glazing, all ironmongery, make good, decorate both sides. | Door:Renew internal door with any size ne 40mm thick framed hardwood 6.8mm laminated safety glass glazed door including remove existing door and hinges, remove and refit door stops as necessary, fit and hang new door on 1.5 pairs of 100mm steel butt hinges, make good or alter butt recesses on frame, door complete with glazing and all ironmongery, make good, redecorate to match existing and remove waste and debris. | 478.4073
330041 |  | R | N | Y | N | JR | DOOR:RENEW INTERNAL HARDWOOD VENEERED - DECORATE | Carpentry and Joinery | Internal Timber Doors | Doors - Internal - Flush - Decorated | NO | 234.1459 | Door:Renew internal with any size ne 40mm thick hardwood veneered door, hang on 1 No. pair of 100mm steel butt hinges, all ironmongery, make good, decorate both sides. | Door:Renew internal door with any size ne 40mm thick hardwood veneered door including remove existing door and hinges, remove and refit door stops as necessary, fit and hang new door on one pair of 100mm steel butt hinges, make good or alter butt recesses on frame, door complete with all ironmongery, make good, redecorate to match existing and remove waste and debris. | 234.1459
330043 |  | R | N | Y | N | JR | DOOR:RENEW FD30 FIRE INTERNAL - DECORATE | Carpentry and Joinery | Internal Timber Doors | Doors - Internal - Firecheck - Decorated | NO | 383.573 | Door:Renew internal 1/2hr plywood faced firecheck flush door, 1.5 pairs 100mm steel hinges, ironmongery, intumescent strips, seals, decorate both sides. Undertaken by fire door certified operative. | Door:Renew internal door with any size single half-hour fire check flush door having 3.2mm lauan, white Meranti or other approved plywood facing both sides and 9mm hardwood lipping on long edges, including remove existing door and hinges, remove and refit door stops as necessary, fit and hang new door on 1.5 pairs of 100mm steel butt hinges, make good or alter recesses on frame, door complete with all ironmongery, intumescent strips and smoke seals, redecorate to match existing and remove waste and debris. Undertaken by a fire door certified operative eg. BMTRADA or other approved certified body. | 383.573
330045 |  | R | N | Y | N | JR | DOOR:RENEW FD60 FIRE INTERNAL - DECORATE | Carpentry and Joinery | Internal Timber Doors | Doors - Internal - Firecheck - Decorated | NO | 539.4606 | Door:Renew internal 1hr plywood faced firecheck flush door, 1.5 pairs 100mm steel hinges, ironmongery, intumescent strips, seals, decorate both sides. Undertaken by fire door certified operative. | Door:Renew internal door with any size single one-hour fire check flush door having 3.2mm lauan, white Meranti or other approved plywood facing both sides and 9mm hardwood lipping on long edges, including remove existing door and hinges, remove and refit door stops as necessary, fit and hang new door on 1.5 pairs of 100mm steel butt hinges, make good or alter recesses on frame, door complete with all ironmongery, intumescent strips and smoke seals, redecorate to match existing and remove waste and debris. Undertaken by a fire door certified operative eg. BMTRADA or other approved certified body. | 539.4606
330047 |  | R | N | Y | N | JR | DOOR:RENEW FD30 GLAZED FIRE INTERNAL - DECORATE | Carpentry and Joinery | Internal Timber Doors | Doors - Internal - Firecheck - Decorated | NO | 537.0559 | Door:Renew internal 1/2hr plywood faced firecheck glazed flush door, 1.5 pairs 100mm steel hinges, ironmongery, intumescent strips, seals, decs both sides. Undertaken by fire door certified operative. | Door:Renew internal door with any size single half-hour fire check glazed door having 3.2mm lauan, white Meranti or other approved plywood facing both sides and 9mm hardwood lipping on long edges, including remove existing door and hinges, remove and refit door stops as necessary, fit and hang new door on 1.5 pairs of 100mm steel butt hinges, make good or alter recesses on frame, door complete with all ironmongery, intumescent strips and smoke seals, fire rated glazed, redecorate to match existing and remove waste and debris. Undertaken by a fire door certified operative eg. BMTRADA or other approved certified body. | 537.0559
330051 |  | R | N | Y | N | JR | DOOR:RENEW FD30 FIRE INTERNAL AND STOPS | Carpentry and Joinery | Internal Timber Doors | Doors - Internal - Firecheck | NO | 346.0612 | Door:Renew internal FD30S plywood faced firecheck flush door, ironmongery, intumescent strips, smoke seals, 25x32mm stop set, make good, prepare for decs. Undertaken by fire door certified operative. | Door:Renew internal with any size FD30S plywood faced fire check flush door, including remove existing door, hinges and stops, fit and hang new door on 1.5 pairs of 100mm steel hinges, make good or alter recesses on frame, door complete with all ironmongery, intumescent strips and smoke seals, provide and fix 25x32mm door stop set, make good and prepare door for decoration and make good decorations to frame and remove waste and debris. Undertaken by a fire door certified operative eg. BMTRADA or other approved certified body. | 346.0612
330053 |  | R | N | Y | N | JR | DOOR:RENEW FD60 FIRE INTERNAL AND STOPS | Carpentry and Joinery | Internal Timber Doors | Doors - Internal - Firecheck | NO | 519.6977 | Door:Renew internal FD60S plywood faced firecheck flush door, stop set, steel hinges, ironmongery, intumescent strips, smoke seals, prepare for decs. Undertaken by fire door certified operative. | Door:Renew internal with any size FD60S plywood faced fire check flush door, including remove existing door, hinges and stops, fit and hang new door on 1.5 pairs of 100mm steel hinges, make good or alter recesses on frame, door complete with all ironmongery, intumescent strips and smoke seals, provide and fix 25x32mm door stop set, make good and prepare door for decoration and make good decorations to frame and remove waste and debris. Undertaken by a fire door certified operative eg. BMTRADA or other approved certified body. | 519.6977
330055 |  | R | N | Y | N | JR | DOOR AND FRAME:UPGRADE TO FD30S | Carpentry and Joinery | Internal Timber Doors | Doors - Internal - Firecheck | NO | 357.5586 | Door and Frame:Renew with any size FD30S plywood faced fire check flush door, 32mm door frame, 25x32mm stops, ironmongery, intumescent strips, smoke seals. Undertaken by fire door certified operative. | Door and Frame:Renew internal door and frame including remove existing door, hinges and frame, install 32mm door frame with 25x32mm stops, fit and hang new any size FD30S plywood faced fire check flush door on 1.5 pairs of 100mm steel hinges, make good or alter recesses on frame, door complete with all ironmongery, intumescent strips and smoke seals, make good and prepare door and frame for decoration and remove waste and debris. Undertaken by a fire door certified operative eg. BMTRADA or other approved certified body. | 357.5586
330071 |  | R | N | Y | N | JR | FIRE DOORS:RENEW PAIR FD60 FLUSH COMMUNAL | Carpentry and Joinery | Internal Timber Doors | Doors - Internal - Firecheck - Communal | IT | 1081.0345 | Fire Doors:Renew pair ne 4sm FD60 fire check plywood faced flush doors, remove doors, refit door stops, ironmongery, intumescent strips, smoke seals. Undertaken by fire door certified operative. | Fire Doors:Renew pair any size ne 4sm one hour FD60 flush firecheck communal doors, each hung on 1.5 pair butts, fix new mortice dead lock, furniture and keep, door closers, including cutting/adapting mortice in door to suit, fix new weathermould, adjust stops, ease rebates, fix intumescent strips seals etc., cut out and make good to frame to suit new position of butts, weathermould, lock, rebate door bottom as necessary and fit new waterbar if required and decorate to match existing internally and prepare for redecoration externally, and remove waste and debris. Undertaken by a fire door certified operative eg. BMTRADA or other approved certified body. | 1081.0345
330073 |  | R | N | Y | N | JR | FIRE DOORS:RENEW PAIR FD60G FLUSH COMMUNAL | Carpentry and Joinery | Internal Timber Doors | Doors - Internal - Firecheck - Communal | IT | 3477.6157 | Fire Doors:Renew pair ne 4sm FD60 fire check plywood faced glazed flush doors, remove doors, refit stops, ironmongery, intumescent strips, smoke seals. Undertaken by fire door certified operative. | Fire Doors:Renew pair any size ne 4sm one hour FD60 glazed flush firecheck communal doors, each hung on 1.5 pair butts, fix new mortice dead lock, furniture and keep, door closers, including cutting/adapting mortice in door to suit, fix new weathermould, adjust stops, ease rebates, fix intumescent strips seals etc., glass, cut out and make good to frame to suit new position of butts, weathermould, lock, rebate door bottom as necessary and fit new waterbar if required and decorate to match existing internally and prepare for redecoration externally, and remove waste and debris. Undertaken by a fire door certified operative eg. BMTRADA or other approved certified body. | 3477.6157
330081 |  | R | N | Y | N | JR | FIRE DOOR:RENEW PAIR FD30 FLUSH COMMUNAL | Carpentry and Joinery | Internal Timber Doors | Doors - Internal - Firecheck - Communal | IT | 754.7373 | Fire Doors:Renew pair ne 4sm FD30 firecheck plywood faced flush doors, remove doors, refit stops, all ironmongery, intumescent strips and smoke seals. Undertaken by fire door certified operative. | Fire Door:Renew pair any size ne 4sm half hour FD30 flush firecheck communal doors, each hung on 1.5 pair butts, fix new mortice dead lock, furniture and keep, door closers, including cutting/adapting mortice in door to suit, fix new weathermould, adjust stops, ease rebates, fix intumescent strips seals etc., cut out and make good to frame to suit new position of butts, weathermould, lock, rebate door bottom as necessary and fit new waterbar if required and decorate to match existing internally and prepare for redecoration externally, and remove waste and debris. Undertaken by a fire door certified operative eg. BMTRADA or other approved certified body. | 754.7373
330083 |  | R | N | Y | N | JR | FIRE DOOR:RENEW PAIR FD30G FLUSH COMMUNAL | Carpentry and Joinery | Internal Timber Doors | Doors - Internal - Firecheck - Communal | IT | 1004.9338 | Fire Doors:Renew pair ne 4sm FD30 firecheck plywood faced glazed flush doors, remove doors, refit stops, all ironmongery, intumescent strips, smoke seals. Undertaken by fire door certified operative. | Fire Door:Renew pair any size ne 4sm half hour FD30 glazed flush firecheck communal doors, each hung on 1.5 pair butts, fix new mortice dead lock, furniture and keep, door closers, including cutting/adapting mortice in door to suit, fix new weathermould, adjust stops, ease rebates, fix intumescent strips seals etc., glass, cut out and make good to frame to suit new position of butts, weathermould, lock, rebate door bottom as necessary and fit new waterbar if required and decorate to match existing internally and prepare for redecoration externally, and remove waste and debris. Undertaken by a fire door certified operative eg. BMTRADA or other approved certified body. | 1004.9338
330091 |  | R | N | Y | N | JR | FIRE DOORSET:INSTALL FD30 INTERNAL + FRAME | Carpentry and Joinery | Internal Timber Doors | Doorsets - Internal - Firecheck - Communal | IT | 623.1284 | Fire Door:Install doorset, FD30 firecheck ply faced flush, 32x144mm SW lining, 25x32mm stop, 25x75mm architraves both sides, ironmongery, seals, prep for decs. Undertaken byFD certified operative. | Fire Doorset:Install doorset comprising standard size half hour FD30 fire check ply faced flush door, install softwood lining ne 32x144mm with 25x32mm stops and 25x75mm architraves both sides, fit and hang door on 1.5 pairs of 100mm steel hinges, door complete with all ironmongery, intumescent strips and smoke seals, make good and prepare door and frame for decoration and remove waste and debris. Undertaken by a fire door certified operative eg. BMTRADA or other approved certified body. | 623.1284
330093 |  | R | N | Y | N | JR | FIRE DOORSET:INSTALL FD30G INTERNAL + FRAME | Carpentry and Joinery | Internal Timber Doors | Doorsets - Internal - Firecheck - Communal | IT | 1068.7295 | Fire Door:Install doorset, FD30G firecheck ply faced flush, 32x144mm SW lining, 25x32mm stop, 25x75mm architraves both sides, ironmongery, glass, prep for decs. Undertaken by FD certified operative. | Fire Doorset:Install standard size half hour FD30G fire check ply faced glazed flush door, install softwood lining ne 32x144mm with 25x32mm stops and 25x75mm architraves both sides, fit and hang door on 1.5 pairs of 100mm steel hinges, door complete with all ironmongery, intumescent strips and smoke seals, glass, make good and prepare door and frame for decoration and remove waste and debris. Undertaken by a fire door certified operative eg. BMTRADA or other approved certified body. | 1068.7295
330095 |  | R | N | Y | N | JR | FIRE DOORSET:INSTALL FD60 INTERNAL + FRAME | Carpentry and Joinery | Internal Timber Doors | Doorsets - Internal - Firecheck - Communal | IT | 880.0923 | Fire Door:Install doorset, FD60 firecheck ply faced flush, 32x144mm SW lining, 25x32mm stop, 25x75mm architraves both sides, ironmongery, seals, prep for decs. Undertaken by FD certified operative. | Fire Doorset:Install standard size one hour FD60 fire check ply faced flush door, install softwood lining ne 32x144mm with 25x32mm stops and 25x75mm architraves both sides, fit and hang door on 1.5 pairs of 100mm steel hinges, door complete with all ironmongery, intumescent strips and smoke seals, make good and prepare door and frame for decoration and remove waste and debris. Undertaken by a fire door certified operative eg. BMTRADA or other approved certified body. | 880.0923
330097 |  | R | N | Y | N | JR | FIRE DOORSET:INSTALL FD60G INTERNAL + FRAME | Carpentry and Joinery | Internal Timber Doors | Doorsets - Internal - Firecheck - Communal | IT | 1225.7285 | Fire Door:Install doorset, FD60G firecheck ply faced flush, 32x144mm SW lining, 25x32mm stop, 25x75mm architraves both sides, ironmongery, glass, prep for decs. Undertaken by FD certified operative. | Fire Doorset:Install standard size one hour FD60G fire check ply faced glazed flush door, install softwood lining ne 32x144mm with 25x32mm stops and 25x75mm architraves both sides, fit and hang door on 1.5 pairs of 100mm steel hinges, door complete with all ironmongery, intumescent strips and smoke seals, glass, make good and prepare door and frame for decoration and remove waste and debris. Undertaken by a fire door certified operative eg. BMTRADA or other approved certified body. | 1225.7285
335003 |  | U | N | N | Y | JR | DOOR:EASE ADJUST REHANG INTERNAL NEW BUTTS | Carpentry and Joinery | Internal Timber Doors | Doors - Internal - Repairs - Timber | NO | 39.6013 | Door:Ease, reduce if required and adjust internal door, take off and rehang on new butts, adjust stops or ease rebates, make good to door and lining and touch up paintwork to match. | Door:Ease, reduce if required and adjust internal door including take off and rehang on butts, adjust stops or ease rebates, cut or plane bottom of door to clear carpet, adjust ironmongery, make good to door and lining as necessary and touch up paintwork to match existing and remove waste and debris. | 39.6013
335005 |  | U | N | N | Y | JR | DOOR:PATCH REPAIR INTERNAL | Carpentry and Joinery | Internal Timber Doors | Doors - Internal - Repairs - Timber | IT | 56.8745 | Door:Patch in and make good as necessary patch in softwood or hardwood door, touch up decorations to match existing. | Door:Patch in and make good as necessary patch in softwood or hardwood door, touch up decorations to match existing. | 56.8745
335009 |  | R | N | N | N | JR | DOOR:RENEW STILE OR RAIL INTERNAL | Carpentry and Joinery | Internal Timber Doors | Doors - Internal - Repairs - Timber | IT | 72.0611 | Door:Renew any rail or stile to any type of softwood door including remove and rehang door, remove and refix hinges, locks, furniture etc. in order to effect repairs and decorate to match existing. | Door:Renew any rail or stile to any type of softwood door including remove and rehang door, remove and refix hinges, locks, furniture etc. in order to effect repairs and decorate to match existing. | 72.0611
335011 |  | R | N | N | N | JR | DOOR:RENEW HARDWOOD EDGING STRIPS INTERNAL | Carpentry and Joinery | Internal Timber Doors | Doors - Internal - Repairs - Timber | IT | 54.4639 | Door:Renew hardwood edging strips to any door glued, pinned to existing door including remove, rehang door, adjust stops/ease rebates, remove, refix ironmongery. redecorate to match existing. | Door:Renew hardwood edging strips to any door glued and pinned to existing door including remove and rehang door, adjust stops/ease rebates, remove and refix ironmongery and redecorate to match existing. | 54.4639
335091 |  | U | N | N | Y | JR | DOOR:OVERHAUL INTERNAL COMPLETE | Carpentry and Joinery | Internal Timber Doors | Doors - Internal - Repairs - Timber | NO | 52.327 | Door:Overhaul door frame/lining complete, remove all iron mongery, piece out, make good, resecure architraves, rehang door on 1.5 pairs of butt hinges, refix ironmongery, touch up. | Door:Overhaul internal door and frame/lining complete, remove all ironmongery, piece out door, frame and architraves where ironmongery removed and not being refixed, make good any damage, defects to timber, resecure architraves if loose, rehang door on 1.5 pair of butt hinges, refix ironmongery, ease and adjust, touch up decorations to match existing and remove surplus spoil. | 52.327
337001 | New | U | N | N | Y | JR | FIRE DOOR:ANNUAL INSPECTION | Carpentry and Joinery | Work to Fire Doors | Fire Door - Inspections and Repairs | IT | 53.3659 | Fire Door:Undertake annual fire door inspection by FIRAS or BRE certified fire door inspector for compliance with Fire Safety Regulations 2022, report, immediately notify any emergency repairs to CR. | Fire Door:Undertake annual inspection of fire door by FIRAS or BRE certified fire door inspector, to ensure compliance with Fire Safety Regulations 2022, check that door is still fitted properly, is not damaged in any way that would impair its performance, that all ironmongery is present and securely fixed, are intumescent strips missing or faulty, glazing is the correct type and still fitted correctly, and the door is properly identified on both the door signage and the Property asset register, prepare report and provide to Client, any emergency repairs required are to be reported immediately to the Client’s Representative. | 53.3659
337003 | New | U | N | N | Y | JR | FIRE DOOR:PERIODIC INSPECTION | Carpentry and Joinery | Work to Fire Doors | Fire Door - Inspections and Repairs | IT | 15.5351 | Fire Door:Undertake periodic inspection to ensure integrity of fire door for compliance with Fire Safety Regulations 2022, report any issues to Client Rep. Undertaken by fire door certified operative. | Fire Door:Undertake periodic inspection to ensure integrity of fire door for compliance with Fire Safety Regulations 2022, report any issues to the Client’s Representative. Undertaken by a fire door certified operative eg. BMTRADA or other approved certified body. | 15.5351
337005 | New | U | N | N | Y | JR | FIRE DOOR:TEMPORARY REPAIR | Carpentry and Joinery | Work to Fire Doors | Fire Door - Inspections and Repairs | NO | 50.4409 | Fire Door:Temp repair to any fire door or frame, fix fire retardant ply, ironmongery, seals, splice new timber, intumescent mastic, replacement in 24 hours. Undertaken by firedoor certified operative | Fire Door:Carry out temporary repair to any defects to any fire door or frame to return it to full operation including fixing fire retardant ply, replacing and adjusting any ironmongery, replacing intumescent or smoke seals, splicing new pieces of timber, all timber repairs to be pointed in intumescent mastic, remove waste and debris, replacement door or frame to be fitted within 24 hours, not to be claimed if any other door works are undertaken. Undertaken by a fire door certified operative eg. BMTRADA or other approved certified body. | 50.4409
337007 | New | U | N | N | Y | JR | FIRE DOOR:EASE ADJUST FD30 INCLUDING REMOVE | Carpentry and Joinery | Work to Fire Doors | Fire Door - Inspections and Repairs | NO | 25.2204 | Fire Door:Ease and adjust FD30 door, hung on upto 1.5 pairs of butt hinges, including remove + rehang door as necessary make good and touch up decorations. Undertaken by fire door certified operative. | Fire Door:Ease and adjust FD30 fire door, hung on upto 1.5 pairs butt hinges, including remove and rehang door as necessary and make good to butt recesses to frame and touch up decorations and remove waste and debris. Undertaken by a fire door certified operative eg. BMTRADA or other approved certified body. | 25.2204
337009 | New | U | N | N | Y | JR | FIRE DOOR:EASE ADJUST FD60 INCLUDING REMOVE | Carpentry and Joinery | Work to Fire Doors | Fire Door - Inspections and Repairs | NO | 34.9057 | Fire Door:Ease and adjust FD60 door, hung on upto 1.5 pairs of butt hinges, including remove + rehang door as necessary make good and touch up decorations. Undertaken by fire door certified operative. | Fire Door:Ease and adjust FD60 fire door, hung on upto 1.5 pairs butt hinges, including remove and rehang door as necessary and make good to butt recesses to frame and touch up decorations and remove waste and debris. Undertaken by a fire door certified operative eg. BMTRADA or other approved certified body. | 34.9057
337011 | New | U | N | N | Y | JR | FIRE DOOR:OVERHAUL EXTERNAL COMPLETE | Carpentry and Joinery | Work to Fire Doors | Fire Door - Inspections and Repairs | NO | 127.9227 | Fire Door:Overhaul external door and frame complete, refix, make good, resecure, rehang door on 1.5 pair of butt hinges, ease, adjust, touch up decs. Undertaken by a firedoor certified operative. | Fire Door:Overhaul external door and frame complete, remove all ironmongery, piece out door, frame and architraves where ironmongery removed make good any damage, defects to timber, resecure architraves if loose, rehang door on 1.5 pair of butt hinges, ease and adjust, touch up decorations to match existing and remove waste and debris. Undertaken by a fire door certified operative eg. BMTRADA or other approved certified body. | 127.9227
337013 | New | U | N | N | Y | JR | FIRE DOOR:OVERHAUL EXTERNAL COMPLETE FANLIGHT | Carpentry and Joinery | Work to Fire Doors | Fire Door - Inspections and Repairs | NO | 130.8477 | Fire Door:Overhaul external door and frame + fanlight complete, ironmongery, make good, rehang door on 1.5 pair of hinges, ease, adjust, reglaze fanlight. Undertaken by a firedoor certified operative. | Fire Door:Overhaul external door and frame with fanlight complete, remove all ironmongery, piece out door, frame, and architraves where ironmongery removed make good any damage, defects to timber, resecure glazing beads, architraves if loose, rehang door on 1.5 pair of butt hinges, ease and adjust, reglaze fanlight as necessary to BS 6262, touch up decorations to match existing and remove waste and debris. Undertaken by a fire door certified operative eg. BMTRADA or other approved certified body. | 130.8477
337015 | New | U | N | N | Y | JR | FIRE DOOR:OVERHAUL FD30 COMPLETE FANLIGHT | Carpentry and Joinery | Work to Fire Doors | Fire Door - Inspections and Repairs | NO | 128.226 | Fire Door:Overhaul FD30 fire door, frame and fanlight complete, refix ironmongery, rehang door on 1.5 pair of hinges, ease, adjust, reglaze fanlight. Undertaken by a fire door certified operative. | Fire Door:Overhaul FD30 fire door and frame with fanlight complete, remove, overhaul and refix all ironmongery, piece out door, frame, and architraves where ironmongery removed make good any damage, defects to timber, resecure glazing beads, architraves if loose, rehang door on fire rated and certified butt hinges, ease and adjust, reglaze fanlight as necessary with fire safety glass, touch up decorations to match existing and remove waste and debris. Undertaken by a fire door certified operative eg. BMTRADA or other approved certified body. | 128.226
337017 | New | U | N | N | Y | JR | FIRE DOOR:OVERHAUL FD30 COMPLETE INCLUDING FRAME | Carpentry and Joinery | Work to Fire Doors | Fire Door - Inspections and Repairs | NO | 124.9977 | Fire Door:Overhaul FD30 fire door and frame complete, refix all ironmongery, rehang door on 1.5 pair of butt hinges, touch up decorations. Undertaken by a fire door certified operative. | Fire Door:Overhaul FD30 fire door and frame complete, remove, overhaul and refix all ironmongery, piece out door, frame and architraves where ironmongery removed, make good any damage, defects to timber, resecure architraves if loose, rehang door on fire rated and certified butt hinges, ease and adjust, touch up decorations to match existing and remove waste and debris. Undertaken by a fire door certified operative eg. BMTRADA or other approved certified body. | 124.9977
337019 | New | U | N | N | Y | JR | FIRE DOOR:OVERHAUL FD60 COMPLETE FANLIGHT | Carpentry and Joinery | Work to Fire Doors | Fire Door - Inspections and Repairs | NO | 140.8361 | Fire Door:Overhaul FD60 fire door, frame and fanlight complete, refix ironmongery, rehang door on 1.5 pair of hinges, ease, adjust, reglaze fanlight. Undertaken by a fire door certified operative. | Fire Door:Overhaul FD60 fire door and frame with fanlight complete, remove, overhaul and refix all ironmongery, piece out door, frame, and architraves where ironmongery removed make good any damage, defects to timber, resecure glazing beads, architraves if loose, rehang door on fire rated and certified butt hinges, ease and adjust, reglaze fanlight as necessary with fire safety glass, touch up decorations to match existing and remove waste and debris. Undertaken by a fire door certified operative eg. BMTRADA or other approved certified body. | 140.8361
337021 | New | U | N | N | Y | JR | FIRE DOOR:OVERHAUL FD60 COMPLETE INCLUDING FRAME | Carpentry and Joinery | Work to Fire Doors | Fire Door - Inspections and Repairs | NO | 137.6079 | Fire Door:Overhaul FD60 fire door and frame complete, refix all ironmongery, rehang door on 1.5 pair of butt hinges, touch up decorations. Undertaken by a fire door certified operative. | Fire Door:Overhaul FD60 fire door and frame complete, remove, overhaul and refix all ironmongery, piece out door, frame and architraves where ironmongery removed, make good any damage, defects to timber, resecure architraves if loose, rehang door on fire rated and certified butt hinges, ease and adjust, touch up decorations to match existing and remove waste and debris. Undertaken by a fire door certified operative eg. BMTRADA or other approved certified body. | 137.6079
337023 | New | U | N | N | Y | JR | FIRE DOOR:OVERHAUL INTERNAL COMPLETE | Carpentry and Joinery | Work to Fire Doors | Fire Door - Inspections and Repairs | NO | 57.2011 | Fire Door:Overhaul door frame/lining complete, remove ironmongery, make good, rehang door on 1.5 pairs of butt hinges, refix ironmongery, touch up. Undertaken by a fire door certified operative. | Fire Door:Overhaul internal door and frame/lining complete, remove all ironmongery, piece out door, frame and architraves where ironmongery removed and not being refixed, make good any damage, defects to timber, resecure architraves if loose, rehang door on 1.5 pair of butt hinges, refix ironmongery, ease and adjust, touch up decorations to match existing and remove surplus spoil. Undertaken by a fire door certified operative eg. BMTRADA or other approved certified body. | 57.2011
337025 | New | U | N | N | Y | JR | FIRE DOOR:OVERHAUL PVCU/COMPOSITE | Carpentry and Joinery | Work to Fire Doors | Fire Door - Inspections and Repairs | NO | 47.5159 | Fire Door:Overhaul any PVCu or composite door, remove from frame, ease, adjust foot of door, locking mechanisms, hinges, rehang door to existing frame. Undertaken by a fire door certified operative. | Fire Door:Overhaul any type of PVCu/composite glazed door, including remove door from frame, adjust door locking mechanisms and hinges to ensure that door operates correctly, rehang door, remove, refix or renew ironmongery as necessary, check lubricate operating mechanisms, renew gaskets and seals, make good and test. Undertaken by a fire door certified operative eg. BMTRADA or other approved certified body. | 47.5159
338001 | New | U | N | N | Y | JR | FIRE DOOR FURNITURE:REFIX ANY LOOSE FITTING | Carpentry and Joinery | Work to Fire Doors | Fire Door - Ironmongery | NO | 6.7991 | Fire Door Furniture:Refix any loose door fitting to timber door. Undertaken by a fire door certified operative eg. BMTRADA or other approved certified body. | Fire Door Furniture:Refix any loose door fitting to timber door. Undertaken by a fire door certified operative eg. BMTRADA or other approved certified body. | 6.7991
338003 | New | R | N | N | N | JR | FIRE DOOR FURNITURE:RENEW OR INSTALL CHAIN | Carpentry and Joinery | Work to Fire Doors | Fire Door - Ironmongery | NO | 20.0054 | Fire Door Furniture:Renew or supply and fix new door security chain and make good and remove waste and debris. Undertaken by a fire door certified operative. | Fire Door Furniture:Renew or supply and fix new door security chain and make good and remove waste and debris. Undertaken by a fire door certified operative eg. BMTRADA or other approved certified body. | 20.0054
338005 | New | R | N | N | N | JR | FIRE DOOR FURNITURE:RENEW OR INSTALL KICKING PLATE | Carpentry and Joinery | Work to Fire Doors | Fire Door - Ironmongery | NO | 35.3534 | Fire Door Furniture:Renew or supply and fix 16 gauge SAA kicking plate ne 900x300mm, screw fixed to any door. Undertaken by a fire door certified operative. | Fire Door Furniture:Renew or supply and fix 16 gauge SAA kicking plate ne 900x300mm, screw fixed to any door. Undertaken by a fire door certified operative eg. BMTRADA or other approved certified body. | 35.3534
338007 | New | R | N | N | N | JR | FIRE DOOR FURNITURE:RENEW OR INSTALL PULL HANDLES | Carpentry and Joinery | Work to Fire Doors | Fire Door - Ironmongery | NO | 29.0201 | Fire Door Furniture:Renew or supply and fix pull handle, SAA, 150mm. Undertaken by a fire door certified operative eg. BMTRADA or other approved certified body. | Fire Door Furniture:Renew or supply and fix pull handle, SAA, 150mm. Undertaken by a fire door certified operative eg. BMTRADA or other approved certified body. | 29.0201
338009 | New | R | N | N | N | JR | FIRE DOOR FURNITURE:RENEW OR INSTALL PUSH PLATES | Carpentry and Joinery | Work to Fire Doors | Fire Door - Ironmongery | NO | 35.2562 | Fire Door Furniture:Renew push or finger plate, SAA, 225x50mm and remove waste and debris. Undertaken by a fire door certified operative eg. BMTRADA or other approved certified body. | Fire Door Furniture:Renew push or finger plate, SAA, 225x50mm and remove waste and debris. Undertaken by a fire door certified operative eg. BMTRADA or other approved certified body. | 35.2562
338011 | New | R | N | N | N | JR | FIRE DOOR FURNITURE:RENEW OR INSTALL VIEWER | Carpentry and Joinery | Work to Fire Doors | Fire Door - Ironmongery | NO | 29.6329 | Fire Door Furniture:Renew or supply and fix new security door viewer inc drilling/adapting hole through door and make good, and remove waste and debris. Undertaken by a fire door certified operative. | Fire Door Furniture:Renew or supply and fix new security door viewer including drilling/adapting hole through door as necessary and make good, and remove waste and debris. Undertaken by a fire door certified operative eg. BMTRADA or other approved certified body. | 29.6329
338013 | New | R | N | N | N | JR | FIRE DOOR FURNITURE:RENEW SET OF LEVER HANDLES | Carpentry and Joinery | Work to Fire Doors | Fire Door - Ironmongery | NO | 24.795 | Fire Door Furniture:Renew set of anodised aluminium lever latch or lock furniture. Undertaken by a fire door certified operative. | Fire Door Furniture:Renew set of anodised aluminium lever latch or lock furniture. Undertaken by a fire door certified operative eg. BMTRADA or other approved certified body. | 24.795
341101 |  | R | N | Y | N | JR | FRAME:RENEW SOFTWOOD EXT DOOR COMPLETE | Carpentry and Joinery | Door Frames and Linings | Door Frames - External - Softwood | NO | 247.1671 | Frame:Renew external door frame with rebated softwood door frame to suit any size single door, bed in mortar, fix to brickwork, point in sealant, rehang door, ease, adjust, make good, decorate. | Frame:Renew external door frame with rebated softwood door frame to suit any size single door, remove existing door and set aside, take out existing frame and bed new frame in cement mortar, plugged and screwed to brickwork and pointed with sealant, rehang door, ease and adjust, refix lock keep including housing out, make good all works disturbed including refix or renew any internal beads, architraves etc. and decorate to match existing internally and prepare for redecoration externally and remove waste and debris. | 247.1671
341103 |  | R | N | Y | N | JR | FRAME:RENEW SOFTWOOD EXT DOOR WITH CILL COMPLETE | Carpentry and Joinery | Door Frames and Linings | Door Frames - External - Softwood | NO | 250.3495 | Frame:Renew external door frame with rebated softwood door frame with cill to suit single door, bed in mortar, fix to brickwork, sealant, rehang door, ease, adjust, make good, decorate. | Frame:Renew external door frame with rebated softwood door frame with cill to suit any size single door, remove existing door and set aside, take out existing frame and bed new frame in cement mortar, plugged and screwed to brickwork and pointed with sealant, rehang door including ease and adjust, refix lock keep including housing out, make good all works disturbed including refix or renew any internal beads, architraves etc. and decorate to match existing internally and prepare for redecoration externally and remove waste and debris. | 250.3495
341105 |  | R | N | Y | N | JR | FRAME:RENEW SOFTWOOD EXT DOOR FANLIGHT COMPLETE | Carpentry and Joinery | Door Frames and Linings | Door Frames - External - Softwood | NO | 376.5615 | Frame:Renew external door frame with softwood door frame, rebated and with fanlight over, to suit single door, bed in mortar, fix to brickwork, sealant, rehang door, ease, adjust, decorate. | Frame:Renew external door frame with softwood door frame, rebated and with fanlight over, to suit any size single door, remove existing door and set aside, remove existing frame and bed new frame in mortar, plugged and screwed to brickwork and point with sealant, rehang door including ease and adjust, refix lock keep including housing out, make good all works disturbed including refix or renew internal beads, architraves etc., double glaze to fanlight and decorate to match existing internally and externally and remove waste and debris. | 376.5615
341151 |  | R | N | Y | N | JR | FRAME:RENEW HARDWOOD EXT DOOR COMPLETE | Carpentry and Joinery | Door Frames and Linings | Door Frames - External - Hardwood | NO | 426.9961 | Frame:Renew external door frame with rebated hardwood door frame to suit single door, remove/rehang door, bed frame, sealant, ease adjust, refix lock keep, make good, decorate to match, remove debris. | Frame:Renew external door frame with rebated hardwood door frame to suit any size single door, remove existing door and set aside, take out existing frame and bed new frame in cement mortar, plugged and screwed to brickwork and pointed with sealant, rehang door, ease and adjust, refix lock keep including housing out, make good all works disturbed including refix or renew any internal beads, architraves etc. and decorate to match existing internally and externally and remove waste and debris. | 426.9961
341153 |  | R | N | Y | N | JR | FRAME:RENEW HARDWOOD EXT DOOR WITH CILL COMPLETE | Carpentry and Joinery | Door Frames and Linings | Door Frames - External - Hardwood | NO | 432.7291 | Frame:Renew external door frame with rebated hardwood door frame with cill to suit single door, remove/rehang door, bed frame, sealant, ease adjust, refix lock keep, make good, decorate, remove debris | Frame:Renew external door frame with rebated hardwood door frame with cill to suit any size single door, remove existing door and set aside, take out existing frame and bed new frame in cement mortar, plugged and screwed to brickwork and pointed with sealant, rehang door including ease and adjust, refix lock keep including housing out, make good all works disturbed including refix or renew any internal beads, architraves etc., decorate to match existing internally and externally and remove waste and debris. | 432.7291
341155 |  | R | N | Y | N | JR | FRAME:RENEW HARDWOOD EXT DOOR FANLIGHT COMPLETE | Carpentry and Joinery | Door Frames and Linings | Door Frames - External - Hardwood | NO | 618.2835 | Frame:Renew external door frame with rebated hardwood door frame with glazed fanlight to suit single door, remove/rehang door, bed frame, sealant, ease adjust, refix lock keep, make good, decorate. | Frame:Renew external door frame with hardwood door frame, rebated and with fanlight over, to suit any size single door, remove existing door and set aside, remove existing frame and bed new frame in mortar, plugged and screwed to brickwork and point with sealant, rehang door including ease and adjust, refix lock keep including housing out, make good all works disturbed including refix or renew internal beads, architraves etc., double glaze to fanlight and decorate to match existing internally and externally and remove waste and debris. | 618.2835
341201 |  | R | N | Y | N | JR | FRAME:RENEW PROPRIETARY FRAME | Carpentry and Joinery | Door Frames and Linings | Door Frames - External - High Performance | NO | 311.3002 | Frame:Renew external door frame with any rebated proprietary high performance door frame to suit single door, bed in mortar, fix to brickwork, sealant, ease, adjust, make good, architraves. | Frame:Renew external door frame with any rebated proprietary high performance door frame to suit any size single door, take out existing frame and bed new frame in cement mortar, plugged and screwed to brickwork and pointed with sealant, make good all works disturbed including refix or renew any internal beads, architraves etc. and remove waste and debris. | 311.3002
341203 |  | R | N | Y | N | JR | FRAME:RENEW PROPRIETARY FRAME WITH CILL COMPLETE | Carpentry and Joinery | Door Frames and Linings | Door Frames - External - High Performance | NO | 336.6775 | Frame:Renew external door frame with any rebated proprietary high performance door frame with cill for single door, bed in mortar, fix to brickwork, sealant, ease, adjust, make good. | Frame:Renew external door frame with any rebated proprietary high performance door frame with cill to suit any size single door, take out existing frame and bed new frame in cement mortar, plugged and screwed to brickwork and pointed with sealant, make good all works disturbed including refix or renew any internal beads, architraves etc. and remove waste and debris. | 336.6775
341205 |  | R | N | Y | N | JR | FRAME:RENEW PROPRIETARY FANLIGHT COMPLETE | Carpentry and Joinery | Door Frames and Linings | Door Frames - External - High Performance | NO | 412.6807 | Frame:Renew external door frame with any rebated proprietary high performance door frame with fanlight for single door, bed in mortar, fix to brickwork, sealant, ease, adjust, make good. | Frame:Renew external door frame with any rebated proprietary high performance door frame and fanlight over, to suit any size single door, remove existing frame and bed new frame in mortar, plugged and screwed to brickwork and pointed with sealant, make good all works disturbed including refix or renew any internal beads, architraves etc., double glaze to fanlight and remove waste and debris. | 412.6807
341207 |  | R | N | Y | N | JR | FRAME:RENEW PROPRIETARY FANLIGHT CILL | Carpentry and Joinery | Door Frames and Linings | Door Frames - External - High Performance | NO | 454.1455 | Frame:Renew external door frame with any rebated proprietary high performance door frame with cill and fanlight for single door, bed in mortar, fix to brickwork, sealant, ease, adjust, make good. | Frame:Renew external door frame with any rebated proprietary high performance door frame with cill and fanlight to suit any size single door, remove existing frame and bed new frame in mortar, plugged and screwed to brickwork and pointed with sealant, make good all works disturbed including refix or renew any internal beads, architraves etc., double glaze to fanlight and remove waste and debris. | 454.1455
341301 |  | R | N | Y | N | JR | FRAME:RENEW SOFTWOOD COMBINATION UNIT | Carpentry and Joinery | Windows | Frames - Combination - Softwood | SM | 653.0585 | Frame:Renew window/door frame unit with standard softwood unit, weatherstripping, ironmongery, double glazed, make good, decorate to match, opening lights. | Frame:Renew window/door frame unit with standard softwood unit including ne 2 No. opening lights, factory applied base stain or primer finish, compressible weatherstripping, ironmongery including locking handles, glazing beads, windows preslotted for trickle ventilators including screens, remove existing frame and fix new in prepared opening, bed in mortar and point with sealant, double glazed, make good to all finishes and decorate to match existing internally and prepare for redecoration externally and remove waste and debris (remove/rehang existing door or renew door to be ordered separately). | 653.0585
341401 |  | R | N | Y | N | JR | FRAME:RENEW PREFINISHED SOFTWOOD COMBINATION UNIT | Carpentry and Joinery | Windows | Frames - Combination - Pre-Finished Softwood | SM | 655.4878 | Frame:Renew window/door frame with prefinished double glazed standard softwood unit, ne 2 No. opening lights, fixed lights, weatherstrip, ironmongery, bed frame, sealant, make good (Door msd sep). | Frame:Renew window/door frame unit with prefinished standard softwood unit including ne 2 No. opening lights, fixed lights, factory applied finish, compressible weatherstripping, ironmongery including locking handles, glazing beads, windows preslotted for trickle ventilators including screens, remove existing frame and fix new in prepared opening, bed in mortar and point with sealant, double glazed, make good to all finishes and remove waste and debris (remove/rehang existing door or renew door to be ordered separately). | 655.4878
341501 |  | R | N | Y | N | JR | FRAME:RENEW HARDWOOD COMBINATION UNIT | Carpentry and Joinery | Windows | Frames - Combination - Hardwood | SM | 732.7078 | Frame:Renew window/door frame unit with standard hardwood unit, weatherstripping, ironmongery, double glazed, make good, decorate to match, opening lights. | Frame:Renew window/door frame unit with standard hardwood unit including ne 2 No. opening lights, fixed lights, factory applied base stain, compressible weatherstripping, ironmongery including locking handles, glazing beads, windows preslotted for trickle ventilators including screens, remove existing frame and fix new in prepared opening, bed in mortar and point with sealant, double glazed, make good to all finishes and decorate to match existing internally and externally and remove waste and debris (remove/rehang existing door or renew door to be ordered separately). | 732.7078
341607 |  | R | N | Y | N | JR | FRAME:RENEW PVCU COMBINATION UNIT | Carpentry and Joinery | Windows | Frames - Combination - PVCu | SM | 329.938 | Frame:Renew screen/door frame/screen unit with PVCu factory double glazed combination unit, ironmongery, weatherstripping, make good to all finishes, fixed lights. | Frame:Renew screen/door frame/screen unit with PVCu factory glazed combination unit, thermal breaks, compressible weatherstripping, ironmongery etc., fixed lights double glazed with hermetically sealed units, remove existing frame and fix new in prepared opening using cleats or screw bolts, seal around externally with flexible foam strip and silicone sealant, make good all finishes internally and externally and remove waste and debris (remove/rehang existing door or renew door to be ordered separately). | 329.938
341701 |  | R | N | N | N | JR | WATERBAR:RENEW | Carpentry and Joinery | Door Frames and Linings | Door Frames - Water Bars | NO | 17.7517 | Waterbar:Renew ne 914mm long proprietary waterbar screwed to timber or concrete including plugging and bedded in sealant. | Waterbar:Renew ne 914mm long proprietary waterbar screwed to timber or concrete including plugging and bedded in sealant. | 17.7517
341705 |  | R | N | N | N | JR | WATERBAR:REFIX WATERBAR | Carpentry and Joinery | Door Frames and Linings | Door Frames - Water Bars | NO | 14.0428 | Waterbar:Lift existing proprietary waterbar, clean and refix, screw to timber and bed in sealant. | Waterbar:Lift existing proprietary waterbar, clean and refix, screw to timber and bed in sealant. | 14.0428
341901 |  | R | N | N | N | JR | WEATHERSTRIP:FIX AA TO DOOR AND FRAME | Carpentry and Joinery | Door Frames and Linings | Door Frames - Draughtproofing Strips and Sections | NO | 36.3079 | Weatherstrip:Supply and fix anodised aluminium proprietary weatherstrip to door and frame. | Weatherstrip:Supply and fix anodised aluminium proprietary weatherstrip to door and frame. | 36.3079
341903 |  | R | N | N | N | JR | WEATHERSTRIP:RENEW REBATED TO DOOR | Carpentry and Joinery | Door Frames and Linings | Door Frames - Draughtproofing Strips and Sections | NO | 41.8668 | Weatherstrip:Renew proprietary rebated weatherstrip to edge of timber door. | Weatherstrip:Renew proprietary rebated weatherstrip to edge of timber door. | 41.8668
341905 |  | R | N | N | N | JR | CILL:RENEW OR SUPPLY AND FIX PROPRIETARY CILL | Carpentry and Joinery | Door Frames and Linings | Door Frames - Draughtproofing Strips and Sections | NO | 63.2966 | Cill:Renew or supply and fix proprietary stormproof cill or threshold to existing cill including remove/rehang door, fix new cill including adapting door and existing cill as necessary and make good. | Cill:Renew or supply and fix proprietary stormproof cill or threshold to existing cill including remove and rehang door, fix new cill including adapting door and existing cill as necessary and make good. | 63.2966
341907 |  | R | N | N | N | JR | CILL:REFIX STORMGUARD THRESHOLD CILL | Carpentry and Joinery | Door Frames and Linings | Door Frames - Draughtproofing Strips and Sections | NO | 14.0428 | Cill:Refix Stormguard stormproof cill or proprietary threshold to existing cill including remove and rehang door as necessary, refix cill or threshold and make good. | Cill:Refix Stormguard stormproof cill or proprietary threshold to existing cill including remove and rehang door as necessary, refix cill or threshold and make good. | 14.0428
341921 |  | R | N | N | N | JR | DRAUGHTPROOF:RENEW FOAM STRIP | Carpentry and Joinery | Door Frames and Linings | Door Frames - Draughtproofing Strips and Sections | LM | 3.5166 | Draughtproof:Renew existing or supply and fix new vinyl sheathed compressible polyurethane foam draught strip with adhesive backing to any door or window at any level. | Draughtproof:Renew existing or supply and fix new vinyl sheathed compressible polyurethane foam draught strip with adhesive backing to any door or window at any level. | 3.5166
341923 |  | R | N | N | N | JR | DRAUGHTPROOF:RENEW PLASTIC BRUSH TYPE | Carpentry and Joinery | Door Frames and Linings | Door Frames - Draughtproofing Strips and Sections | LM | 11.1861 | Draughtproof:Renew existing or supply and fix new brush or pile type draught excluder with rigid PVC carrier, to any door or window at any level including fixing with pins to timber. | Draughtproof:Renew existing or supply and fix new brush or pile type draught excluder with rigid PVC carrier, to any door or window at any level including fixing with pins to timber. | 11.1861
341931 |  | U | N | N | Y | JR | THRESHOLD:RENEW TRAPPER BAR RUBBER | Carpentry and Joinery | Door Frames and Linings | Door Frames - Draughtproofing Strips and Sections | IT | 7.8048 | Threshold:Renew or supply and fix replacement rubber seal to proprietary threshold, make good and remove waste and debris. | Threshold:Renew or supply and fix replacement rubber seal to proprietary threshold, make good and remove waste and debris. | 7.8048
342105 |  | R | N | Y | N | JR | FRAME:RENEW INTERNAL WITH STOPS AND ARCHITRAVES | Carpentry and Joinery | Door Frames and Linings | Door Frames, Linings, Casings - Internal - Timber | NO | 128.0147 | Frame:Renew internal softwood door frame or lining ne 32x144mm for single door, plug to brickwork, ne25x50mm softwood door stops, ne 25x75mm softwood architraves both sides, make good, decorate. | Frame:Renew internal softwood door frame or lining with new lining ne 32x144mm to suit any size single door, plugged to brickwork, complete with ne25x50mm softwood door stops and ne 25x75mm set of softwood architraves both sides, make good all works disturbed and decorate to match existing and remove waste and debris. | 128.0147
342106 |  | R | N | Y | N | JR | FRAME:RENEW DOUBLE INTERNAL STOPS ARCHITRAVES | Carpentry and Joinery | Door Frames and Linings | Door Frames, Linings, Casings - Internal - Timber | NO | 154.4843 | Frame:Renew internal door frame or lining with new softwood lining ne 32x144mm to suit pair of internal flush doors, 14x27mm door stops and ne 25x75mm architraves both sides, make good, decorate. | Frame:Renew internal softwood door frame or lining with new lining ne 32x144mm to suit pair of internal flush doors, frame fixed including plugging to structure, complete with 14x27mm softwood door stops and ne 25x75mm set of softwood architraves both sides, make good all works disturbed and decorate to match existing and remove waste and debris. | 154.4843
342107 |  | R | N | Y | N | JR | FRAME:RENEW INTERNAL STOPS+ARCHS+DOOR REMOVAL | Carpentry and Joinery | Door Frames and Linings | Door Frames, Linings, Casings - Internal - Timber | NO | 153.1754 | Frame:Renew internal softwood door frame or lining ne 32x144mm for single door, remove, rehang door, ne25x50mm softwood door stops, ne 25x75mm softwood architraves both sides, make good, decorate. | Frame:Renew internal softwood door frame or lining with new lining ne 32x144mm to suit any size single door, remove existing door and set aside, take out existing frame, stops and architraves and plug frame to brickwork, complete with ne25x50mm softwood door stops and set of ne 25x75mm softwood architraves both sides, rehang door, ease and adjust, refix keep including housing out, make good all works disturbed and decorate to match existing and remove waste and debris. | 153.1754
342108 |  | R | N | Y | N | JR | FRAME:RENEW DOUBLE INTERNAL STOPS+ARCHS+DOOR REM | Carpentry and Joinery | Door Frames and Linings | Door Frames, Linings, Casings - Internal - Timber | NO | 185.2039 | Frame:Renew internal frame or lining with new softwood lining ne 32x144mm to suit pair of internal flush doors, 14x27mm door stops, 25x75mm architraves both sides, rehang doors, make good, decorate. | Frame:Renew internal softwood door frame or lining with new lining ne 32x144mm to suit pair of internal doors, remove existing doors and set aside, take out existing frame, stops and architraves, frame fixed including plugging to structure, complete with 14x27mm softwood door stops and set of ne 25x75mm softwood architraves both sides, rehang doors, ease and adjust, refix keep including housing out, make good all works disturbed and decorate to match existing and remove waste and debris. | 185.2039
342110 |  | R | N | Y | N | JR | FRAME:RENEW INTERNAL DOUBLE FANLIGHT ARCH STOPS | Carpentry and Joinery | Door Frames and Linings | Door Frames, Linings, Casings - Internal - Timber | NO | 265.5621 | Double Frame:Renew internal door frame or lining with fanlight over to pair of internal doors, 32x144mm softwood door lining with glazed fanlight, stops and architraves both sides, make good, decorate | Double Frame:Renew internal door frame or lining with fanlight over with 32x144mm softwood door lining with fanlight to suit pair of internal doors, frame fixed including plugging to structure, fanlight glazed and secured with and including screwed beads, complete with 14x27mm softwood door stops and ne 25x75mm softwood architraves both sides, make good to all works disturbed and decorate to match existing and remove waste and debris. | 265.5621
342115 |  | R | N | Y | N | JR | FRAME:RENEW INTERNAL FANLIGHT ARCHITRAVE STOPS | Carpentry and Joinery | Door Frames and Linings | Door Frames, Linings, Casings - Internal - Timber | NO | 204.3138 | Frame:Renew internal door frame or lining with fanlight over with 32x144mm softwood door lining with fanlight for single door, plug to brickwork, fanlight glazed, with new architraves and stops. | Frame:Renew internal door frame or lining with fanlight over with 32x144mm softwood door lining with fanlight to suit any size single door, plugged to brickwork, fanlight glazed and secured with and including screwed beads, complete with ne25x50mm softwood door stops and ne 25x75mm softwood architraves both sides, make good to all works disturbed and decorate to match existing and remove waste and debris. | 204.3138
342301 |  | R | N | N | N | JR | FRAME:RENEW CLOSING EXTERNAL SOFTWOOD JAMB | Carpentry and Joinery | Door Frames and Linings | Door Frames - Repairs - Timber | NO | 112.3781 | Frame:Renew closing jamb of single external door frame, joint new any size and profile treated softwood door frame, bed in mortar, fixed to brickwork, take off and refix stop and architrave. | Frame:Renew closing jamb of single external door frame, joint new any size and profile preservative treated softwood door frame, splayed jointed to head, bedded in cement mortar, plugged and screwed to brickwork, including take off and refix stop and architrave, take off and refix lock and keep including housing out, decorate to match existing and make good all works disturbed including renew sealant and remove waste and debris. | 112.3781
342302 |  | R | N | Y | N | JR | FRAME:RENEW CLOSING EXTERNAL HARDWOOD JAMB | Carpentry and Joinery | Door Frames and Linings | Door Frames - Repairs - Timber | NO | 163.1222 | Frame:Renew closing jamb of single external door frame, joint new any size and profile treated hardwood door frame, bed in mortar, fixed to brickwork, take off and refix stop and architrave. | Frame:Renew closing jamb of single external door frame, joint new any size and profile hardwood door frame, splayed jointed to head, bedded in cement mortar, plugged and screwed to brickwork, including take off and refix stop and architrave, take off and refix lock and keep including housing out, decorate to match existing and make good all works disturbed including renew sealant and remove waste and debris. | 163.1222
342303 |  | R | N | N | N | JR | FRAME:RENEW HANGING EXTERNAL SOFTWOOD JAMB | Carpentry and Joinery | Door Frames and Linings | Door Frames - Repairs - Timber | NO | 123.4957 | Frame:Renew hanging jamb of single external door frame, remove, rehang door, joint new any size profile treated softwood door frame to head frame, bed in mortar, fix to brickwork, make good, decorate. | Frame:Renew hanging jamb of single external door frame, remove existing door and set aside, cut out frame, joint new any size and profile preservative treated softwood door frame to head frame, bedded in cement mortar, plugged and screwed to brickwork including take off and refix stop and architraves, cut out housing for butts and rehang door, ease and adjust, decorate to match existing and make good all works disturbed including renew sealant and remove waste and debris. | 123.4957
342304 |  | R | N | Y | N | JR | FRAME:RENEW HANGING EXTERNAL HARDWOOD JAMB | Carpentry and Joinery | Door Frames and Linings | Door Frames - Repairs - Timber | NO | 174.2401 | Frame:Renew hanging jamb of single external door frame, remove, rehang door, joint new any size profile treated hardwood door frame to head frame, bed in mortar, fix to brickwork, make good, decorate. | Frame:Renew hanging jamb of single external door frame, remove existing door and set aside, cut out frame, joint new any size and profile hardwood door frame to head frame, bedded in cement mortar, plugged and screwed to brickwork including take off and refix stop and architraves, cut out housing for butts and rehang door, ease and adjust, decorate to match existing and make good all works disturbed including renew sealant and remove waste and debris. | 174.2401
342307 |  | R | N | N | N | JR | FRAME:SPLICE EXTERNAL REPAIR NE 1.0M | Carpentry and Joinery | Door Frames and Linings | Door Frames - Repairs - Timber | NO | 57.7012 | Frame:Cut out and splice new piece ne 1.00m long into external door frame, remove, rehang door, remove, refix keep, ease, adjust, make good, point with sealant, and decorate to match existing. | Frame:Cut out and splice new piece ne 1.00m long into external door frame, including remove and rehang door, remove and refix keep as necessary, ease and adjust and make good butt recesses in frame, point with sealant, decorate to match existing internally and prepare for redecoration externally and remove waste and debris. | 57.7012
342309 |  | U | N | N | Y | JR | FRAME:REFIX LOOSE EXTERNAL FRAME | Carpentry and Joinery | Door Frames and Linings | Door Frames - Repairs - Timber | NO | 43.9537 | Frame:Remove and refix loose external door frame, including remove and refix door and one set of architraves, touch up decorations and renew sealant and remove waste and debris. | Frame:Remove and refix loose external door frame, including remove and refix door and one set of architraves, touch up decorations and renew sealant and remove waste and debris. | 43.9537
342311 |  | U | N | N | Y | JR | FRAME:REPAIR AFTER FORCED ENTRY | Carpentry and Joinery | Door Frames and Linings | Door Frames - Repairs - Timber | NO | 25.1606 | Frame:Repair external door frame after forced access, cut out and splice in new piece to frame, remove and refix keep or hinge and touch up decoration. | Frame:Repair external door frame after forced access, cut out and splice in new piece to frame, remove and refix keep or hinge and touch up decoration. | 25.1606
342313 |  | U | N | N | Y | JR | FRAME:RAKE OUT AND REPOINT EXTERNAL SEALANT | Carpentry and Joinery | Door Frames and Linings | Door Frames - Repairs - Timber | LM | 3.2004 | Frame:Rake out and repoint external door frame with sealant. | Frame:Rake out and repoint external door frame with sealant. | 3.2004
342315 |  | R | N | N | N | JR | FRAME:RENEW HARDWOOD CILL | Carpentry and Joinery | Door Frames and Linings | Door Frames - Repairs - Timber | NO | 112.391 | Frame:Renew any size hardwood cill to door frame including remove cill, remove, rehang door, fix new cill, bed in mortar, new water bar, decorate, make good to all finishes. | Frame:Renew any size hardwood cill to door frame including remove old cill, remove and rehang door, fix new cill bedded in cement mortar including new water bar, redecorate cill to match existing and make good all finishes disturbed and remove waste and debris. | 112.391
342317 |  | R | N | N | N | JR | FRAME:RENEW INTERNAL CLOSING JAMB | Carpentry and Joinery | Door Frames and Linings | Door Frames - Repairs - Timber | NO | 57.3683 | Frame:Renew closing jamb of single internal door frame with any size and any profile softwood door frame, jointed to head, plug to brickwork, renew 14x27mm stop and refix architraves, make good. | Frame:Renew closing jamb of single internal door frame with any size and any profile softwood door frame, jointed to head, plugged to brickwork, including take off, renew 14x27mm stop and refix architraves, take off and refix lock keep including housing out, decorate to match existing and make good all work disturbed and remove waste and debris. | 57.3683
342321 |  | R | N | N | N | JR | FRAME:SPLICE INTERNAL REPAIR | Carpentry and Joinery | Door Frames and Linings | Door Frames - Repairs - Timber | NO | 31.9531 | Frame:Cut out and splice new piece ne 1.00mm long into internal door frame, remove/rehang door, ease and adjust, make good butt recesses in frame, remove/refix architraves and stops, decorate. | Frame:Cut out and splice new piece ne 1.00mm long into internal door frame, remove/rehang door as necessary, including ease and adjust, make good butt recesses in frame, remove/refix architraves and stops as necessary and decorate to match existing. | 31.9531
342323 |  | U | N | N | Y | JR | FRAME:REFIX LOOSE INTERNAL DOOR FRAME | Carpentry and Joinery | Door Frames and Linings | Door Frames - Repairs - Timber | NO | 29.257 | Frame:Remove and refix loose internal door frame, including remove and refix door and two sets of architraves, make good finishes and touch up decorations. | Frame:Remove and refix loose internal door frame, including remove and refix door and two sets of architraves, make good finishes and touch up decorations. | 29.257
342325 |  | U | N | N | Y | JR | FRAME:REPAIR LOOSE INTERNAL FRAME JOINTS | Carpentry and Joinery | Door Frames and Linings | Door Frames - Repairs - Timber | NO | 14.0428 | Frame:Repair loose or open joints to internal door frame, glue joints, screw as necessary, clamp up joints and touch up decorations. | Frame:Repair loose or open joints to internal door frame, glue joints, screw as necessary, clamp up joints and touch up decorations. | 14.0428
342341 | New | U | N | N | Y | JR | DOOR FRAME:FIRESTOPPING | Carpentry and Joinery | Door Frames and Linings | Door Frames - Firestopping | LM | 31.763 | Door Frame:Carefully remove existing architrave, fill void with half hour fire rated intumescent paste/foam, make good, touch up, remove waste, debris. Undertaken by fire door certified operative. | Door Frame:Carefully remove existing architrave, fill void between door frame and wall with half hour fire rated intumescent paste or fire foam, remove excess foam, refix architrave, make good, touch up decorations, remove waste and debris. Undertaken by a fire door certified operative eg. BMTRADA or other approved certified body. | 31.763
342501 |  | U | N | N | Y | JR | STOP:RENEW SOFTWOOD DOOR STOP SET | Carpentry and Joinery | Door Frames and Linings | Door Stops - Softwood | IT | 21.9937 | Stop:Renew any size upto 25x50mm planted softwood door stop set to door frame and prepare for redecoration and remove waste and debris. | Stop:Renew any size upto 25x50mm planted softwood door stop set to door frame and prepare for redecoration and remove waste and debris. | 21.9937
342505 |  | U | N | N | Y | JR | STOP:REFIX LOOSE DOOR SET | Carpentry and Joinery | Door Frames and Linings | Door Stops - Softwood | IT | 7.372 | Stop:Refix any loose door stop set to door frame, glued, screwed in accordance with BS459 Part 2 to door frame, adjust to accommodate firecheck door, prepare for redecoration, remove waste and debris. | Stop:Refix any loose door stop set to door frame, glued, screwed in accordance with BS459 Part 2 to door frame, adjust to accommodate firecheck door, prepare for redecoration, remove waste and debris. | 7.372
342507 |  | U | N | N | Y | JR | STOP:RENEW OR SUPPLY 25X50MM SOFTWOOD FIRE DOOR | Carpentry and Joinery | Door Frames and Linings | Door Stops - Softwood | IT | 32.8358 | Stop:Renew or supply any door stop with 25x50mm softwood door stop set to fire check door, glued, screwed in accordance with BS459 Part 2 to door frame, prepare for redecoration, remove debris. | Stop:Renew or supply any door stop with 25x50mm softwood door stop set to fire check door, glued, screwed in accordance with BS459 Part 2 to door frame and prepare for redecoration. | 32.8358
342511 |  | R | N | Y | N | JR | STOP:RENEW HARDWOOD DOOR STOP SET | Carpentry and Joinery | Door Frames and Linings | Door Stops - Hardwood | IT | 53.6487 | Stop:Renew any size upto 25x50mm planted hardwood door stop set to door frame and decorate to match existing, remove waste and debris. | Stop:Renew any size upto 25x50mm planted hardwood door stop set to door frame and decorate to match existing, remove waste and debris. | 53.6487
342513 |  | R | N | Y | N | JR | STOP:RENEW OR SUPPLY 25X50MM FIRE DOOR STOP | Carpentry and Joinery | Door Frames and Linings | Door Stops - Hardwood | IT | 33.2167 | Stop:Renew or supply any door stop with 25x50mm hardwood door stop set to fire check door, glued, screwed in accordance with BS459 Part 2 to door frame and prepare for redecoration. | Stop:Renew or supply any door stop with 25x50mm hardwood door stop set to fire check door, glued, screwed in accordance with BS459 Part 2 to door frame and prepare for redecoration. | 33.2167
343103 |  | R | N | N | N | JR | INTUMESCENT STRIP:RENEW UPTO 1 HOUR | Carpentry and Joinery | Door Frames and Linings | Door Frames - Intumescent Strips and Smoke Seals | LM | 5.3972 | Intumescent Strip:Renew or supply and fix new 18 x 4mm intumescent strip, upto one hour application, and setting into groove in timber frame or door. Undertaken by fire door certified operative. | Intumescent Strip:Renew or supply and fix new 18 x 4mm intumescent strip, upto one hour application, and setting into groove in timber frame or door including routing out. Undertaken by a fire door certified operative eg. BMTRADA or other approved certified body. | 5.3972
343107 |  | R | N | N | N | JR | INTUMESCENT STRIP:RENEW UPTO 1 HOUR SMOKE SEAL | Carpentry and Joinery | Door Frames and Linings | Door Frames - Intumescent Strips and Smoke Seals | LM | 5.5376 | Intumescent Strip:Renew or supply and fix new intumescent strip, one hour application, integral cold smoke seal + setting into groove in timber frame/door. Undertaken by fire door certified operative. | Intumescent Strip:Renew or supply and fix new intumescent strip, upto one hour application, with integral cold smoke seal and setting into groove in timber frame or door including routing out. Undertaken by a fire door certified operative eg. BMTRADA or other approved certified body. | 5.5376
343111 |  | R | N | N | N | JR | INTUMESCENT STRIP:RENEW UPTO 1 HOUR TO GLASS | Carpentry and Joinery | Door Frames and Linings | Door Frames - Intumescent Strips and Smoke Seals | LM | 8.3639 | Intumescent Strip:Renew or supply and fix new 12 x 4mm intumescent strip, upto one hour application, and fixing to glass behind glazing beads. Undertaken by fire door certified operative. | Intumescent Strip:Renew or supply and fix new 12 x 4mm intumescent strip, upto one hour application, and fixing to glass behind glazing beads. Undertaken by a fire door certified operative eg. BMTRADA or other approved certified body. | 8.3639
343113 |  | R | N | N | N | JR | SMOKE SEAL:RENEW TO FRAME 1/2 HOUR | Carpentry and Joinery | Door Frames and Linings | Door Frames - Intumescent Strips and Smoke Seals | LM | 5.1516 | Smoke Seal:Renew or supply and fix new 10x4mm cold smoke seal, half hour application and setting into groove in timber frame or door. Undertaken by fire door certified operative. | Smoke Seal:Renew or supply and fix new 10x4mm cold smoke seal, half hour application and setting into groove in timber frame or door including routing out. Undertaken by a fire door certified operative eg. BMTRADA or other approved certified body. | 5.1516
343121 |  | U | N | N | Y | JR | SMOKE SEAL:APPLY INTUMESCENT/FIRE FOAM SEAL VOID | Carpentry and Joinery | Door Frames and Linings | Door Frames - Intumescent Strips and Smoke Seals | IT | 50.8855 | Smoke Seal:Apply intumescent/fire foam as required to seal void, and remove waste and debris. Undertaken by a fire door certified operative eg. BMTRADA or other approved certified body. | Smoke Seal:Apply intumescent/fire foam as required to seal void, and remove waste and debris. Undertaken by a fire door certified operative eg. BMTRADA or other approved certified body. | 50.8855
345201 |  | R | N | Y | N | JR | DOORS:RENEW PAIR L AND B TO GARAGE | Carpentry and Joinery | Garage Doors and Frames | Door - Garage - Matchboard - Softwood | IT | 616.6321 | Door:Renew garage doors with new pair of softwood ledged, braced and matchboarded doors to suit size of existing opening, hang each on one pair of 450mm tee hinges, transfer ironmongery, decorate. | Door:Renew garage doors with new pair of 45mm softwood preservative treated ledged, braced and matchboarded doors to suit size of existing opening with 169x20mm ledges and 106x20mm braces covered on face with 20mm tongued, grooved and V jointed boarding and hang each leaf on one pair of 450mm galvanised tee hinges, transfer existing lock and bolts, make good and decorate to match existing and remove waste and debris. | 616.6321
345203 |  | U | N | N | Y | JR | GARAGE DOOR:EASE ADJUST INCLUDING REMOVE | Carpentry and Joinery | Garage Doors and Frames | Door - Garage - Matchboard - Softwood | NO | 89.5245 | Door:Ease and adjust pair of garage doors, each hung on pair of tee hinges, including remove and rehang doors, make good to frame and touch up decorations and remove waste and debris. | Door:Ease and adjust pair of garage doors, each hung on pair of tee hinges, including remove and rehang doors, make good to frame and touch up decorations and remove waste and debris. | 89.5245
345205 |  | R | N | Y | N | JR | DOOR:RENEW SINGLE LEAF L AND B TO GARAGE | Carpentry and Joinery | Garage Doors and Frames | Door - Garage - Matchboard - Softwood | IT | 273.5627 | Door:Renew single leaf of garage doors with 45mm softwood preservative treated ledged, braced, matchboarded door to suit existing opening, existing lock and bolts, make good, prepare for redecoration. | Door:Renew single leaf of garage doors with 45mm softwood preservative treated ledged, braced and matchboarded doors to suit size of existing opening with 169x20mm ledges and 106x20mm braces covered on face with 20mm tongued, grooved and V jointed boarding and hang leaf on one pair of 450mm galvanised tee hinges, transfer existing lock and bolts, make good and prepare for redecoration and remove waste and debris. | 273.5627
345207 |  | R | N | Y | N | JR | DOOR:OVERHAUL PAIR GARAGE | Carpentry and Joinery | Garage Doors and Frames | Door - Garage - Matchboard - Softwood | NO | 81.4253 | Door:Overhaul pair of any size timber garage doors, ease and adjust, remove, rehang, splice in repairs, remove, refix or renew ironmongery, make good, touch up decorations, remove waste and debris. | Door:Overhaul pair of any size timber garage doors, ease and adjust, remove and rehang, splice in timber repairs, remove, refix or renew ironmongery as necessary, make good to frame, touch up decorations, and remove waste and debris. | 81.4253
345401 |  | R | N | Y | N | JR | GARAGE DOOR:RENEW METAL UP AND OVER | Carpentry and Joinery | Garage Doors and Frames | Doors - Garage - Renewals - Up and Over Metal | IT | 726.4971 | Garage Door:Renew any garage door with pre primed metal up and over garage door, overall size ne 2.438x2.055m complete with all ironmongery and hang to existing frame, make good, and decorate. | Garage Door:Renew any garage door with pre-primed metal up and over garage door, overall size ne 2.438x2.055m complete with all ironmongery and hanging to existing frame, make good to all works disturbed and decorate to match existing and remove waste and debris. | 726.4971
345403 |  | R | N | Y | N | JR | GARAGE DOOR:RENEW METAL UP AND OVER AND FRAME | Carpentry and Joinery | Garage Doors and Frames | Doors - Garage - Renewals - Up and Over Metal | IT | 887.4671 | Garage Door:Renew any garage door with pre primed metal up and over garage door, overall size ne 2.438x2.055mwith new frame, ironmongery, fix frame to structure, make good, decorate, remove debris. | Garage Door:Renew any garage door with pre-primed metal up and over garage door, overall size ne 2.438x2.055m complete with new metal frame, all ironmongery and fix frame to structure including plugging as necessary and hang up and over door on frame, make good to all works disturbed and decorate to match existing and remove waste and debris. | 887.4671
345411 |  | R | N | Y | N | JR | GARAGE DOOR:RENEW METAL UP AND OVER 2436 x 2286MM | Carpentry and Joinery | Garage Doors and Frames | Doors - Garage - Renewals - Up and Over Metal | IT | 767.3914 | Garage Door:Renew any garage door with pre primed metal up and over garage door, overall size ne 2.436x2.286m complete with all ironmongery and hang to existing frame, make good, and decorate. | Garage Door:Renew any garage door with pre-primed metal up and over garage door, overall size 2.438x2.286m complete with all ironmongery and hanging to existing frame, make good to all works disturbed and decorate to match existing and remove waste and debris. | 767.3914
345413 |  | R | N | Y | N | JR | GARAGE DOOR:RENEW METAL UP AND OVER 2744 x 2055MM | Carpentry and Joinery | Garage Doors and Frames | Doors - Garage - Renewals - Up and Over Metal | IT | 1174.1943 | Garage Door:Renew any garage door with pre primed metal up and over garage door, overall size ne 2.744x2.055m complete with all ironmongery and hang to existing frame, make good, and decorate. | Garage Door:Renew any garage door with pre-primed metal up and over garage door, overall size ne 2.744x2.055m complete with all ironmongery and hanging to existing frame, make good to all works disturbed and decorate to match existing and remove waste and debris. | 1174.1943
345415 |  | R | N | Y | N | JR | GARAGE DOOR:RENEW METAL UP AND OVER 2744 x 2286MM | Carpentry and Joinery | Garage Doors and Frames | Doors - Garage - Renewals - Up and Over Metal | IT | 1188.9597 | Garage Door:Renew any garage door with pre primed metal up and over garage door, overall size ne 2.744x2.286m complete with all ironmongery and hang to existing frame, make good, and decorate. | Garage Door:Renew any garage door with pre-primed metal up and over garage door, overall size ne 2.744x2.286m complete with all ironmongery and hanging to existing frame, make good to all works disturbed and decorate to match existing and remove waste and debris. | 1188.9597
345417 |  | R | N | Y | N | JR | GARAGE DOOR:RENEW METAL UP AND OVER 3049 x 2055MM | Carpentry and Joinery | Garage Doors and Frames | Doors - Garage - Renewals - Up and Over Metal | IT | 1203.7368 | Garage Door:Renew any garage door with pre primed metal up and over garage door, overall size ne 3.049x2.055m complete with all ironmongery and hang to existing frame, make good, and decorate. | Garage Door:Renew any garage door with pre-primed metal up and over garage door, overall size 3.049x2.055m complete with all ironmongery and hanging to existing frame, make good to all works disturbed and decorate to match existing and remove waste and debris. | 1203.7368
345419 |  | R | N | Y | N | JR | GARAGE DOOR:RENEW METAL UP AND OVER 3049 x 2286MM | Carpentry and Joinery | Garage Doors and Frames | Doors - Garage - Renewals - Up and Over Metal | IT | 1482.1734 | Garage Door:Renew any garage door with pre primed metal up and over garage door, overall size ne 3.049x2.286m complete with all ironmongery and hang to existing frame, make good, and decorate. | Garage Door:Renew any garage door with pre-primed metal up and over garage door, overall size ne 3.049x2.286m complete with all ironmongery and hanging to existing frame, make good to all works disturbed and decorate to match existing and remove waste and debris. | 1482.1734
345601 |  | R | N | N | N | JR | GARAGE DOOR:REMOVE AND REFIX UP AND OVER | Carpentry and Joinery | Garage Doors and Frames | Doors - Garage - Repairs - Up and Over Metal | IT | 86.3084 | Garage Door:Take down and rehang metal up and over garage door, ease and adjust operating mechanism and leave operational, and prepare for redecoration and remove waste and debris. | Garage Door:Take down and rehang metal up and over garage door, ease and adjust operating mechanism and leave operational, and prepare for redecoration and remove waste and debris. | 86.3084
345602 |  | R | N | Y | N | JR | GARAGE DOOR:EASE AND ADJUST UP AND OVER | Carpentry and Joinery | Garage Doors and Frames | Doors - Garage - Repairs - Up and Over Metal | IT | 36.2785 | Garage Door:Ease and adjust operating mechanism to metal up and over garage door and leave operational. | Garage Door:Ease and adjust operating mechanism to metal up and over garage door and leave operational. | 36.2785
345603 |  | R | N | N | N | JR | GARAGE DOOR:REPAIR UP AND OVER METAL | Carpentry and Joinery | Garage Doors and Frames | Doors - Garage - Repairs - Up and Over Metal | IT | 58.805 | Garage Door:Repair any metal up and over garage door including remove fittings and door, straighten/repair dents and holes, rehang door, fittings and ease, and touch up decorations. | Garage Door:Repair any metal up and over garage door including remove fittings and door, straighten/repair dents and holes, rehang door, fittings and ease, and prepare for redecoration and remove waste and debris. | 58.805
345605 |  | R | N | N | N | JR | GARAGE DOOR:RENEW SPINDLE/ROLLER/CABLE | Carpentry and Joinery | Garage Doors and Frames | Doors - Garage - Repairs - Up and Over Metal | NO | 39.7336 | Garage Door:Renew spindle, roller and cable assembly to metal up and over garage door and adjust. | Garage Door:Renew spindle, roller and cable assembly to metal up and over garage door and adjust. | 39.7336
345607 |  | R | N | N | N | JR | GARAGE DOOR:RENEW LOCKING BAR TO UP AND OVER | Carpentry and Joinery | Garage Doors and Frames | Doors - Garage - Repairs - Up and Over Metal | NO | 41.5963 | Garage Door:Renew locking bar to metal up and over garage door and adjust. | Garage Door:Renew locking bar to metal up and over garage door and adjust. | 41.5963
345609 |  | R | N | N | N | JR | GARAGE DOOR:RENEW LOCK HANDLE TO UP AND OVER | Carpentry and Joinery | Garage Doors and Frames | Doors - Garage - Repairs - Up and Over Metal | NO | 25.8364 | Garage Door:Renew lock handle to metal up and over garage door, adjust and provide two new keys to tenant. | Garage Door:Renew lock handle to metal up and over garage door, adjust and provide two new keys to tenant. | 25.8364
345611 |  | R | N | N | N | JR | GARAGE DOOR:RENEW LOCK TO UP AND OVER | Carpentry and Joinery | Garage Doors and Frames | Doors - Garage - Repairs - Up and Over Metal | NO | 26.4696 | Garage Door:Renew lock to metal up and over garage door, including redrill for fixing bolts and alter door to receive new lock and collect and return keys to tenant. | Garage Door:Renew lock to metal up and over garage door, including redrill for fixing bolts and alter door to receive new lock and collect and return keys to tenant. | 26.4696
345613 |  | R | N | N | N | JR | GARAGE DOOR:RENEW ROLLERS AND CHANNELS | Carpentry and Joinery | Garage Doors and Frames | Doors - Garage - Repairs - Up and Over Metal | IT | 72.6421 | Garage Door:Renew set of rollers and guide channels to any metal up and over garage door, adjust and leave operational, make good as necessary and remove waste and debris. | Garage Door:Renew set of rollers and guide channels to any metal up and over garage door, adjust and leave operational, make good as necessary and remove waste and debris. | 72.6421
345615 |  | R | N | N | N | JR | GARAGE DOOR:SUPPLY COUNTERBALANCE DOOR SPRING | Carpentry and Joinery | Garage Doors and Frames | Doors - Garage - Repairs - Up and Over Metal | NO | 46.1724 | Garage Door:Supply and fix new or renew any counterbalance door spring to up and over garage door including removing existing fitting, adjust and leave operational, make good as necessary. | Garage Door:Supply and fix new or renew any counterbalance door spring to up and over garage door including removing existing fitting, adjust and leave operational, make good as necessary and remove waste and debris. | 46.1724
345617 |  | R | N | N | N | JR | GARAGE DOOR:RENEW KEEP | Carpentry and Joinery | Garage Doors and Frames | Doors - Garage - Repairs - Up and Over Metal | NO | 19.1656 | Garage Door:Renew keep to any type of garage door lock including removing existing fitting and make good operational, make good as necessary and remove waste and debris. | Garage Door:Renew keep to any type of garage door lock including removing existing fitting and make good operational, make good as necessary and remove waste and debris. | 19.1656
345619 |  | R | N | N | N | JR | GARAGE DOOR:RENEW SUPPORT ARM | Carpentry and Joinery | Garage Doors and Frames | Doors - Garage - Repairs - Up and Over Metal | IT | 27.4641 | Garage Door:Renew support arm to any metal up and over garage door, adjust and leave operational, make good operational, make good as necessary and remove waste and debris. | Garage Door:Renew support arm to any metal up and over garage door, adjust and leave operational, make good operational, make good as necessary and remove waste and debris. | 27.4641
345631 | New | R | N | N | N | JR | GARAGE DOOR:REMOVE, REFIX , RENEW METAL FRAME | Carpentry and Joinery | Garage Doors and Frames | Door Frames - Garage - Metal | IT | 225.3135 | Garage Door:Take down, set aside up and over door, renew proprietary self finished metal angle garage door frame, fix to structure, rehang up and over door, ease and adjust, remove waste and debris. | Garage Door:Take down and set aside metal up and over garage door, take off existing and renew proprietary self finished metal angle garage door frame to suit size of door and opening, fix to structure, rehang door, ease and adjust, and remove waste and debris. | 225.3135
345633 | New | R | N | N | N | JR | GARAGE DOOR:RENEW METAL FRAME WHILST DOOR REMOVED | Carpentry and Joinery | Garage Doors and Frames | Door Frames - Garage - Metal | IT | 158.6068 | Garage Door:Renew metal garage door frame, whilst up and over door has been removed, renew with proprietary self finished metal angle frame, fix to structure, rehang door msd sep, remove waste, debris | Garage Door:Take down and remove metal garage door frame, whilst up and over garage door has been removed for repairs, renew with proprietary self finished metal angle garage door frame to suit size of door and opening, fix to structure, rehanging of door measured separately, remove waste and debris. | 158.6068
345701 |  | R | N | Y | N | JR | GARAGE FRAME:RENEW COMPLETE | Carpentry and Joinery | Garage Doors and Frames | Door Frames - Garage - Timber | IT | 195.9649 | Garage Frame:Renew garage door frame with matching treated softwood frame to suit any size or type of door, remove, rehang, fix new frame into position, point with sealant, make good, decorate. | Garage Frame:Renew garage door frame with matching tanalised softwood frame to suit any size or type of door, remove existing door with fittings and set aside, take out existing frame, fix new frame into position including plugging, screwing and bedding as appropriate, point all round with sealant, rehang existing door complete with fittings, ease, adjust and adapt as necessary to leave operational, make good all works disturbed and decorate to match existing and remove waste and debris. | 195.9649
345703 |  | R | N | Y | N | JR | GARAGE FRAME:RENEW HEAD OR JAMB | Carpentry and Joinery | Garage Doors and Frames | Door Frames - Garage - Timber | NO | 82.4235 | Garage Frame:Renew head or jamb member to any type or size garage door frame with matching treated softwood member, remove, rehang door, fix new member, point with sealant, make good, decorate. | Garage Frame:Renew head or jamb member to any type or size garage door frame with matching tanalised softwood member, remove existing door with fittings and set aside, carefully remove defective section of frame, fix new member into position including plugging, screwing and bedding as appropriate, joint new member to existing retained members, point along new member with sealant, rehang existing door complete with fittings, ease, adjust and adapt as necessary to leave operational, make good all works disturbed and decorate to match existing and remove waste and debris. | 82.4235
350001 |  | R | N | N | N | JR | LINING:TAKE DOWN AND CLEAR | Carpentry and Joinery | Internal Joinery | Cladding or Linings - Internal Wall and Ceilings | SM | 3.8913 | Wall:Take down any type of sheet wall linings, clear away and denail studding, areas over 1.00sm, and remove waste and debris. | Wall:Take down any type of sheet wall linings, clear away and denail studding, areas over 1.00sm and remove waste and debris. | 3.8913
350005 |  | R | N | Y | N | JR | PANELLING:RENEW IN HARDBOARD | Carpentry and Joinery | Internal Joinery | Cladding or Linings - Internal Wall and Ceilings | SM | 27.5643 | Panelling:Remove existing hardboard panelling and renew with 3.2mm faced hardboard panelling fixed to softwood with brass cups and screws and remove waste and debris. | Panelling:Remove existing hardboard panelling and renew with 3.2mm faced hardboard panelling fixed to softwood with brass cups and screws and remove waste and debris. | 27.5643
350007 |  | R | N | Y | N | JR | PANELLING:RENEW IN MAHOGANY PLYWOOD | Carpentry and Joinery | Internal Joinery | Cladding or Linings - Internal Wall and Ceilings | SM | 51.6026 | Panelling:Remove existing panelling and renew with 6mm mahogany veneered plywood panelling fixed to softwood with brass cups and screws and remove waste and debris. | Panelling:Remove existing panelling and renew with 6mm mahogany veneered plywood panelling fixed to softwood with brass cups and screws and remove waste and debris. | 51.6026
350009 |  | R | N | Y | N | JR | LINING:RENEW 6MM FIBREBOARD | Carpentry and Joinery | Internal Joinery | Cladding or Linings - Internal Wall and Ceilings | SM | 24.8082 | Lining:Remove existing fibreboard lining to wall, ceiling or soffit and renew with 6mm fibreboard lining fixed to softwood, all labours, and remove waste and debris. | Lining:Remove existing fibreboard lining to wall, ceiling or soffit and renew with 6mm fibreboard lining fixed to softwood including all labours, cutting around pipes, electrical accessories etc. and remove waste and debris. | 24.8082
350011 |  | R | N | Y | N | JR | LINING:RENEW 12MM FIBREBOARD | Carpentry and Joinery | Internal Joinery | Cladding or Linings - Internal Wall and Ceilings | SM | 34.1111 | Lining:Remove existing fibreboard lining to wall, ceiling or soffit and renew with 12mm fibreboard lining fixed to softwood, all labours, and remove waste and debris. | Lining:Remove existing fibreboard lining to wall, ceiling or soffit and renew with 12mm fibreboard lining fixed to softwood including all labours, cutting around pipes, electrical accessories etc. and remove waste and debris. | 34.1111
350013 |  | R | N | Y | N | JR | LINING TO SHOWER ROOMS:INSTALL 9MM WBP | Carpentry and Joinery | Internal Joinery | Cladding or Linings - Internal Wall and Ceilings | SM | 35.311 | Lining to Shower Rooms:Supply and fix 9mm WBP plywood lining to walls of shower or wet rooms boards fixed to existing wall, labours, sealant, prepare to receive tiling, remove waste and debris. | Lining to Shower Rooms:Supply and fix 9mm WBP plywood lining to walls of shower rooms or wet rooms, to receive wall tiling, plywood fixed with plugs, screws and washers to plastered brickwork or blockwork, or screws and washers to stud partitions, including all labours, cutting around door and window openings, pipes, electrical outlets, taping joints, seal around all openings and at perimeters of lining with silicone sealant and prepared to receive wall tiling, remove waste and debris. | 35.311
350015 |  | R | N | Y | N | JR | LINING TO SHOWER ROOMS:WATER RESIST TILING BOARD | Carpentry and Joinery | Internal Joinery | Cladding or Linings - Internal Wall and Ceilings | SM | 40.0846 | Lining to Shower Rooms:Supply and fix 12mm water resistant lining boards to walls of shower rooms, boards fixed to existing wall, labours, sealant, prepare to receive tiling, remove waste and debris. | Lining to Shower Rooms:Supply and fix 12mm water resistant lining boards to walls of shower rooms or wet rooms, to receive wall tiling, boards fixed with plaster dabs, or plugs, screws and washers to plastered brickwork or blockwork, or screws and washers to stud partitions, including all labours, cutting around door and window openings, pipes, electrical outlets, joints, seal around all openings and at perimeters of lining with silicone sealant and prepared to receive wall tiling, remove waste and debris. | 40.0846
350017 |  | R | N | Y | N | JR | LINING TO SHOWER ROOMS:ACRYLIC LINING BOARDS | Carpentry and Joinery | Internal Joinery | Cladding or Linings - Internal Wall and Ceilings | SM | 138.3844 | Lining to Shower Rooms:Supply and install coloured proprietary acrylic faced laminated shower/wet room wall panelling, fixed with adhesive, support battens, all labours, cutting, sealant. | Lining to Shower Rooms:Supply and install coloured proprietary acrylic faced laminated shower room and wet room wall panelling, including internal and external corner and end cap, H joint and bottom profiles, panelling fixed with applicable adhesive recommended in the manufacturers technical data sheet for the background to which the panelling is being applied, provide additional support battens behind panelling where sanitary fitting are to be fixed to the panelling, including all labours, cutting around door and window openings, pipes, electrical outlets, joints, seal around all openings and at perimeters of lining with silicone sealant, remove waste and debris. | 138.3844
351001 |  | R | N | Y | N | JR | STAIRCASE:RENEW SOFTWOOD NOSING TO TREAD | Carpentry and Joinery | Internal Joinery | Staircases | NO | 27.5656 | Staircase:Renew rounded softwood nosing to tread, housed into string including all wedges and blocks glued and screwed to face of existing tread, and decorate to match existing. | Staircase:Renew rounded softwood nosing to tread, housed into string including all wedges and blocks glued and screwed to face of existing tread, decorate to match existing and remove waste and debris. | 27.5656
351002 |  | R | N | Y | N | JR | STAIRCASE:RENEW COVER FILLET TO TREAD | Carpentry and Joinery | Internal Joinery | Staircases | NO | 7.8633 | Staircase:Renew softwood cover fillet, glued and screwed to face of riser and to underside of tread, decorate to match existing and remove waste and debris. | Staircase:Renew softwood cover fillet, glued and screwed to face of riser and to underside of tread, decorate to match existing and remove waste and debris. | 7.8633
351003 |  | U | Y | N | Y | JR | STAIRCASE:RENEW TREAD AND RISER UNIT | Carpentry and Joinery | Internal Joinery | Staircases | NO | 65.6495 | Staircase:Renew rounded softwood tread and plywood riser to staircase tread housed into strings and including all wedges and blocks, glued and screwed and decorate to match existing. | Staircase:Renew rounded softwood tread and plywood riser to staircase tread housed into strings and including all wedges and blocks, glued and screwed and decorate to match existing and remove waste and debris. | 65.6495
351004 |  | U | Y | N | Y | JR | STAIRCASE:RENEW TREAD | Carpentry and Joinery | Internal Joinery | Staircases | NO | 63.6839 | Staircase:Renew softwood tread to staircase housed into strings, including all wedges and blocks, glued and screwed, prepare for redecoration. | Staircase:Renew softwood tread to staircase housed into strings, including all wedges and blocks, glued and screwed, prepare for redecoration. | 63.6839
351005 |  | U | Y | N | Y | JR | STAIRCASE:RENEW WINDER TREAD-300MM | Carpentry and Joinery | Internal Joinery | Staircases | NO | 62.9506 | Staircase:Renew softwood winder tread to staircase 300mm extreme width, including cutting to size and fix in place from underside of staircase and decorate to match existing. | Staircase:Renew softwood winder tread to staircase 300mm extreme width, including cutting to size and fix in place from underside of staircase and decorate to match existing and remove waste and debris. | 62.9506
351007 |  | R | N | Y | N | JR | STAIRCASE:RENEW NEWEL POST | Carpentry and Joinery | Internal Joinery | Staircases | NO | 82.9264 | Staircase:Renew ne 100x100mm softwood newel or half newel post ne 1.50m high, including cut to length, fix to place, decorate to match existing and remove waste and debris. | Staircase:Renew ne 100x100mm softwood newel or half newel post ne 1.50m high, including cut to length, fix to place, decorate to match existing and remove waste and debris. | 82.9264
351008 |  | R | N | Y | N | JR | STAIRCASE:RENEW RISER UNIT | Carpentry and Joinery | Internal Joinery | Staircases | NO | 26.9156 | Staircase:Renew plywood riser to staircase tread housed into strings, all wedges and blocks, glued and screwed, decorate to match existing, remove/reinstate soffit to staircase, remove debris. | Staircase:Renew plywood riser to staircase tread housed into strings and including all wedges and blocks, glued and screwed and decorate to match existing, remove and reinstate plasterboard soffit to staircase and remove waste and debris. | 26.9156
351009 |  | U | Y | N | Y | JR | STAIRCASE:RENEW SOFTWOOD BALUSTER | Carpentry and Joinery | Internal Joinery | Staircases | NO | 17.9572 | Staircase:Renew 25x25mm softwood baluster housed at each end to string and handrail, decorate to match existing and remove waste and debris. | Staircase:Renew 25x25mm softwood baluster housed at each end to string and handrail, decorate to match existing and remove waste and debris. | 17.9572
351010 |  | R | N | Y | N | JR | STAIRCASE:RENEW INTERMEDIATE RAIL | Carpentry and Joinery | Internal Joinery | Staircases | LM | 22.1991 | Staircase:Renew ne 25x125mm softwood intermediate rail housed at each end to newel post and fixed to balusters, decorate to match existing and remove waste and debris. | Staircase:Renew ne 25x125mm softwood intermediate rail housed at each end to newel post and fixed to balusters, decorate to match existing and remove waste and debris. | 22.1991
351011 |  | R | N | N | N | JR | STAIRCASE:SPLICE TO STRING NE 0.5M | Carpentry and Joinery | Internal Joinery | Staircases | NO | 49.2616 | Staircase:Renew section of wall or outer string to staircase ne 500mm long, splice in new section including remove and refix treads and risers as necessary and decorate to match existing. | Staircase:Renew section of wall or outer string to staircase ne 500mm long, splice in new section including remove and refix treads and risers as necessary and decorate to match existing and remove waste and debris. | 49.2616
351013 |  | U | Y | N | Y | JR | STAIRCASE:REFIX LOOSE TREAD | Carpentry and Joinery | Internal Joinery | Staircases | NO | 14.0428 | Staircase:Refix any loose tread by screwing through tread into top edge of riser (where there is no access to underside of staircase). | Staircase:Refix any loose tread by screwing through tread into top edge of riser (where there is no access to underside of staircase). | 14.0428
351015 |  | R | N | N | N | JR | STAIRCASE:REFIX LOOSE NEWEL POST | Carpentry and Joinery | Internal Joinery | Staircases | NO | 22.3812 | Staircase:Refix any loose newel post, any length, including remove and refix treads and risers if necessary, make good decorations to match existing. | Staircase:Refix any loose newel post, any length, including remove and refix treads and risers if necessary, make good decorations to match existing. | 22.3812
351017 |  | U | Y | N | Y | JR | STAIRCASE:REFIX LOOSE BALUSTER | Carpentry and Joinery | Internal Joinery | Staircases | NO | 8.4839 | Staircase:Refix any loose stair baluster, any size and length including fixing to string and handrail as necessary, make good decorations to match existing. | Staircase:Refix any loose stair baluster, any size and length including fixing to string and handrail as necessary, make good decorations to match existing. | 8.4839
351019 |  | U | Y | N | Y | JR | STAIRCASE:OVERHAUL | Carpentry and Joinery | Internal Joinery | Staircases | IT | 111.7602 | Staircase:Overhaul existing staircase, clean off stair treads, landings, punch in nail heads, screw down all loose boards etc. securely fix existing balustrades, wedge treads, riser make good. | Staircase:Overhaul existing staircase, clean off stair treads and landings, punch in all nail heads, screw down all loose boards etc., securely fix all existing balustrades, wedge treads and risers and make good all works disturbed. | 111.7602
352001 |  | R | N | Y | N | JR | HANDRAIL:RENEW 44X69MM NEWEL TYPE | Carpentry and Joinery | Internal Joinery | Handrails | LM | 50.8318 | Handrail:Renew 44x69mm half round softwood handrail, including ramps and shaped ends, fixed between staircase newel posts, remove and refix balustrading and decorate to match existing. | Handrail:Renew 44x69mm half round softwood handrail, including ramps and shaped ends, fixed between staircase newel posts, remove and refix balustrading as necessary and decorate to match existing and remove waste and debris. | 50.8318
352003 |  | R | N | Y | N | JR | HANDRAIL:RENEW 32X119MM NEWEL TYPE | Carpentry and Joinery | Internal Joinery | Handrails | LM | 59.5679 | Handrail:Renew 32x119mm rounded softwood handrail including ramps and shaped ends fixed between staircase newel posts, remove and refix balustrading and decorate to match existing. | Handrail:Renew 32x119mm rounded softwood handrail including ramps and shaped ends fixed between staircase newel posts, remove and refix balustrading as necessary and decorate to match existing and remove waste and debris. | 59.5679
352005 |  | R | N | Y | N | JR | HANDRAIL:RENEW 44X69MM ON BRACKETS | Carpentry and Joinery | Internal Joinery | Handrails | LM | 32.4874 | Handrail:Renew with 44x69mm half round softwood handrail including ramps and shaped ends, fixed to existing brackets and decorate to match existing. | Handrail:Renew with 44x69mm half round softwood handrail including ramps and shaped ends, fixed to existing brackets and decorate to match existing and remove waste and debris. | 32.4874
352007 |  | R | N | Y | N | JR | HANDRAIL:RENEW 32X119MM ON BRACKETS | Carpentry and Joinery | Internal Joinery | Handrails | LM | 34.1024 | Handrail:Renew with 32x119mm rounded softwood handrail including ramps and shaped ends fixed to existing brackets and decorate to match existing and remove waste and debris. | Handrail:Renew with 32x119mm rounded softwood handrail including ramps and shaped ends fixed to existing brackets and decorate to match existing and remove waste and debris. | 34.1024
352009 |  | R | N | Y | N | JR | HANDRAIL:SUPPLY SOFTWOOD MOPSTICK INC BRACKETS | Carpentry and Joinery | Internal Joinery | Handrails | LM | 38.7195 | Handrail:Supply and fix 50x50mm softwood mopstick handrail on and including brackets, fixed to walls, make good finishes and decorate. | Handrail:Supply and fix 50x50mm softwood mopstick handrail on and including brackets, plugged and screwed to walls and decorate to match existing and remove waste and debris. | 38.7195
352010 |  | R | N | Y | N | JR | HANDRAIL:SUPPLY HARDWOOD MOPSTICK INC BRACKETS | Carpentry and Joinery | Internal Joinery | Handrails | LM | 47.466 | Handrail:Supply and fix 50x50mm hardwood mopstick handrail on and including brackets, plugged and screwed to walls and decorate to match existing and remove waste and debris. | Handrail:Supply and fix 50x50mm hardwood mopstick handrail on and including brackets, plugged and screwed to walls and decorate to match existing and remove waste and debris. | 47.466
352011 |  | R | N | N | N | JR | HANDRAIL:SUPPLY OR RENEW GALVANISED MS BRACKET | Carpentry and Joinery | Internal Joinery | Handrails | NO | 25.0057 | Handrail:Supply and fix or renew galvanised mild steel handrail bracket, fix to wall, and including any necessary plugging and make good plasterwork and decorate to match existing. | Handrail:Supply and fix or renew galvanised mild steel handrail bracket, fix to wall, including any necessary plugging and make good plasterwork and decorations to match existing and remove waste and debris. | 25.0057
352013 |  | U | N | N | Y | JR | HANDRAIL:REFIX LOOSE BRACKET | Carpentry and Joinery | Internal Joinery | Handrails | NO | 14.0428 | Handrail:Refix loose handrail bracket and including any necessary plugging to wall and make good plasterwork and decorations to match existing. | Handrail:Refix loose handrail bracket and including any necessary plugging to wall and make good plasterwork and decorations to match existing. | 14.0428
352015 |  | R | N | N | N | JR | HANDRAIL:SUPPLY AND FIX PATTRESS | Carpentry and Joinery | Internal Joinery | Handrails | NO | 14.1883 | Handrail:Supply and fix new pattress to wall and including any necessary plugging and make good plasterwork and decorations to match existing. | Handrail:Supply and fix new pattress to wall and including any necessary plugging and make good plasterwork and decorations to match existing. | 14.1883
352017 |  | R | N | N | N | JR | HANDRAIL:REFIX ON BRACKETS | Carpentry and Joinery | Internal Joinery | Handrails | LM | 12.375 | Handrail:Refix handrail, fixed to existing brackets and make good decorate to match existing. | Handrail:Refix handrail, fixed to existing brackets and make good decorate to match existing. | 12.375
355421 |  | R | N | Y | N | JR | GARAGE DOOR:RENEW METAL AND FRAME 2436 X 2286MM | Carpentry and Joinery | Garage Doors and Frames | Doors - Garage - Renewals - Up and Over Metal | IT | 831.8963 | Garage Door:Renew any garage door with pre primed metal up and over garage door, overall size ne 2.438x2.286m with new frame, ironmongery, fix frame to structure, make good, decorate, remove debris. | Garage Door:Renew any garage door with pre-primed metal up and over garage door, overall size ne 2.436x2.286m complete with new metal frame, all ironmongery and fix frame to structure including plugging as necessary and hang up and over door on frame, make good to all works disturbed and decorate to match existing and remove waste and debris. | 831.8963
355423 |  | R | N | Y | N | JR | GARAGE DOOR:RENEW METAL AND FRAME 2744 X 2055MM | Carpentry and Joinery | Garage Doors and Frames | Doors - Garage - Renewals - Up and Over Metal | IT | 1288.275 | Garage Door:Renew any garage door with pre primed metal up and over garage door, overall size ne 2.744x2.055m with new frame, ironmongery, fix frame to structure, make good, decorate, remove debris. | Garage Door:Renew any garage door with pre-primed metal up and over garage door, overall size ne 2.744x2.055m complete with new metal frame, all ironmongery and fix frame to structure including plugging as necessary and hang up and over door on frame, make good to all works disturbed and decorate to match existing and remove waste and debris. | 1288.275
355425 |  | R | N | Y | N | JR | GARAGE DOOR:RENEW METAL AND FRAME 2744 X 2286MM | Carpentry and Joinery | Garage Doors and Frames | Doors - Garage - Renewals - Up and Over Metal | IT | 1304.5263 | Garage Door:Renew any garage door with pre primed metal up and over garage door, overall size ne 2.744x2.286m with new frame, ironmongery, fix frame to structure, make good, decorate, remove debris. | Garage Door:Renew any garage door with pre-primed metal up and over garage door, overall size ne 2.744x2.286m complete with new metal frame, all ironmongery and fix frame to structure including plugging as necessary and hang up and over door on frame, make good to all works disturbed and decorate to match existing and remove waste and debris. | 1304.5263
355427 |  | R | N | Y | N | JR | GARAGE DOOR:RENEW METAL AND FRAME 3049 X 2055MM | Carpentry and Joinery | Garage Doors and Frames | Doors - Garage - Renewals - Up and Over Metal | IT | 1320.7776 | Garage Door:Renew any garage door with pre primed metal up and over garage door, overall size ne 3.049x2.055m with new frame, ironmongery, fix frame to structure, make good, decorate, remove debris. | Garage Door:Renew any garage door with pre-primed metal up and over garage door, overall size 3.049x2.055m complete with new metal frame, all ironmongery and fix frame to structure including plugging as necessary and hang up and over door on frame, make good to all works disturbed and decorate to match existing and remove waste and debris. | 1320.7776
355429 |  | R | N | Y | N | JR | GARAGE DOOR:RENEW METAL AND FRAME 3049 X 2286MM | Carpentry and Joinery | Garage Doors and Frames | Doors - Garage - Renewals - Up and Over Metal | IT | 1627.0602 | Garage Door:Renew any garage door with pre primed metal up and over garage door, overall size ne 3.049x2.286m with new frame, ironmongery, fix frame to structure, make good, decorate, remove debris. | Garage Door:Renew any garage door with pre-primed metal up and over garage door, overall size ne 3.049x2.286m complete with all ironmongery and hanging to existing frame, make good to all works disturbed and decorate to match existing and remove waste and debris. | 1627.0602
361001 |  | R | N | Y | N | JR | STOOL:RENEW TO CYLINDER | Carpentry and Joinery | Miscellaneous Fixtures/Fittings | Stool for Hot Water Cylinder | NO | 104.0765 | Stool:Renew stool for hot water cylinder, with 144x32mm bearers, 50x50mm legs, 69x32mm cross bearers, 19mm plywood top, remove and replace cylinder, test. | Stool:Renew or supply and fix wrot softwood stool for hot water cylinder, finished sizes 515x515x610mm high, formed of four 50x50mm legs, 144x32mm bearers, eight 69x32mm cross bearers and 19mm plywood top, remove and replace cylinder as necessary and test existing and remove waste and debris. | 104.0765
361021 |  | R | N | Y | N | JR | TANK STAND:NEW FOR CWST IN LOFT | Carpentry and Joinery | Miscellaneous Fixtures/Fittings | Tank Stands | NO | 100.1336 | Tank Stand:Construct new tank stand in loft to suit any size or type CWST ne 227 litres 19mm thick plywood base on two 150x50mm bearers and 100x38mm cross bearers at 300mm maximum centres. | Tank Stand:Construct new tank stand in loft to suit any size or type CWST ne 227 litres comprising 19mm thick plywood base on two 150x50mm bearers spanning minimum three ceiling joists with 100x38mm cross bearers at 300mm maximum centres existing and remove waste and debris. | 100.1336
361023 |  | R | N | Y | N | JR | TANK STAND:NEW REMOVE AND REFIX TANK IN LOFT | Carpentry and Joinery | Miscellaneous Fixtures/Fittings | Tank Stands | NO | 204.6408 | Tank Stand:Construct new or renew tank stand in loft to suit any size or type CWST ne 227 litres 19mm thick plywood base on two bearers and cross bearers, drain supply, disconnect, reconnect tank. | Tank Stand:Construct new or renew tank stand in loft to suit any size or type CWST ne 227 litres comprising 19mm thick plywood base on two 150x50mm bearers spanning minimum three, ceiling joists with 100x38mm cross bearers at 300mm maximum centres, including isolating water supply, drain system, disconnect all pipework and set tank aside, remove and clear from site existing stand if applicable, reposition existing tank on new stand, reconnect all pipework and adjust as necessary, reinstate water supply, refill tank and test on completion existing and remove waste and debris. | 204.6408
362001 |  | R | N | N | N | JR | HANGING RAIL:SUPPLY 25MM DIAMETER | Carpentry and Joinery | Miscellaneous Fixtures/Fittings | Hat and Coat Rails | LM | 15.5287 | Hanging Rail:Supply and fix 25mm diameter plastic coated steel tubular hanging rail, ne 3.00m long, each end housed into and including 100x38mm softwood bearers or chromium plated sockets. | Hanging Rail:Supply and fix 25mm diameter chromium plated or plastic coated steel tubular hanging rail, each end housed into and including 100x38mm softwood bearers or chromium plated sockets. (Note change in UOM). | 15.5287
362002 |  | R | N | Y | N | JR | HANGING RAIL:REMOVE AND REFIX | Carpentry and Joinery | Miscellaneous Fixtures/Fittings | Hat and Coat Rails | IT | 8.4839 | Hanging Rail:Remove, set aside and later refix any length of chromium plated or plastic coated steel hanging rail to existing bearers or sockets. | Hanging Rail:Remove, set aside and later refix any length of chromium plated or plastic coated steel hanging rail to existing bearers or sockets. | 8.4839
362003 |  | R | N | N | N | JR | HOOK:SUPPLY AND FIX HAT AND COAT HOOK | Carpentry and Joinery | Miscellaneous Fixtures/Fittings | Hat and Coat Rails | NO | 8.5537 | Hook:Supply and fix or refix anodised aluminium hat and coat hook. | Hook:Supply and fix or refix anodised aluminium hat and coat hook. | 8.5537
362050 |  | R | N | N | N | JR | HAT AND COAT RAIL:RENEW OR SUPPLY COMPLETE | Carpentry and Joinery | Miscellaneous Fixtures/Fittings | Hat and Coat Rails | LM | 57.6749 | Hat Coat Rail:Renew or supply and fix 20x70mm twice rounded wrot softwood hat and coat rail 1.00m long fixed to structure, decorate and supply and fix 3 No. anodised aluminium hat and coat hooks. | Hat and Coat Rail:Renew or supply and fix new ne 25x100mm wrot softwood hat and coat rail, including remove existing, fix new rail, plugged and screwed to any background, make good and prepare for redecoration, supply and fix anodised aluminium hat and coat hooks at 150mm centres, and remove waste and debris. | 57.6749
363001 |  | R | N | N | N | JR | CURTAIN BATTEN:RENEW OR FIX NEW | Carpentry and Joinery | Miscellaneous Fixtures/Fittings | Curtain Battens and Tracks | LM | 11.0465 | Curtain Batten:Renew or supply and fix new ne 25x75mm wrot softwood curtain batten remove/rehang rails and curtains, fix new batten to any background, make good, decorate to match existing. | Curtain Batten:Renew or supply and fix new ne 25x75mm wrot softwood curtain batten including remove existing including remove/rehang rails and curtains, fix new batten plugged and screwed to any background, make good and decorate to match existing. (Note change in UOM). | 11.0465
363011 |  | R | N | N | N | JR | CURTAIN TRACK:RENEW INCLUDING RUNNERS | Carpentry and Joinery | Miscellaneous Fixtures/Fittings | Curtain Battens and Tracks | LM | 22.3379 | Curtain Track:Renew or supply and fix new proprietary plastic curtain track system of any type and fixing to any type of background, plugging, screwing and make good as necessary. | Curtain Track:Renew or supply and fix new proprietary plastic curtain track system of any type and fixing to any type of background inclusive of all runners, brackets, end stops and similar fittings, plugging, screwing and making good as necessary. | 22.3379
371001 |  | R | N | Y | N | JR | KITCHEN UNIT:RENEW SINGLE BASE TO MATCH EXISTING | Carpentry and Joinery | Kitchen Units and Worktops | Kitchen Units to match Existing | NO | 200.2618 | Kitchen Unit:Renew any size or type of prefinished single base unit to match existing, plug and scribe to walls, any necessary grounds, make good to all finishes. | Kitchen Unit:Renew any size or type of prefinished single base unit to match existing including plug and scribe to walls and any necessary grounds and make good all wall and floor finishes disturbed and remove waste and debris. | 200.2618
371003 |  | R | N | Y | N | JR | KITCHEN UNIT:RENEW DOUBLE BASE TO MATCH EXISTING | Carpentry and Joinery | Kitchen Units and Worktops | Kitchen Units to match Existing | NO | 287.0047 | Kitchen Unit:Renew any size or type of prefinished double base unit to match existing, plug and scribe to walls, any necessary grounds, make good to all finishes. | Kitchen Unit:Renew any size or type of prefinished double base unit to match existing including plug and scribe to walls and any necessary grounds and make good all wall and floor finishes disturbed and remove waste and debris. | 287.0047
371005 |  | R | N | Y | N | JR | KITCHEN UNIT:RENEW CORNER BASE TO MATCH EXISTING | Carpentry and Joinery | Kitchen Units and Worktops | Kitchen Units to match Existing | NO | 271.8911 | Kitchen Unit:Renew any size or type of prefinished corner base unit to match existing, plug and scribe to walls, any necessary grounds, make good to all finishes. | Kitchen Unit:Renew any size or type of prefinished corner base unit to match existing including plug and scribe to walls and any necessary grounds and make good all wall and floor finishes disturbed and remove waste and debris. | 271.8911
371007 |  | R | N | Y | N | JR | KITCHEN UNIT:RENEW TALL FLOOR TO MATCH EXISTING | Carpentry and Joinery | Kitchen Units and Worktops | Kitchen Units to match Existing | NO | 325.9502 | Kitchen Unit:Renew any size or type of prefinished tall floor unit to match existing, plug and scribe to walls, any necessary grounds, make good to all finishes. | Kitchen Unit:Renew any size or type of prefinished tall floor unit to match existing including plug and scribe to walls and any necessary grounds and make good all wall and floor finishes disturbed and remove waste and debris. | 325.9502
371009 |  | R | N | Y | N | JR | KITCHEN UNIT:RENEW SINGLE WALL TO MATCH EXISTING | Carpentry and Joinery | Kitchen Units and Worktops | Kitchen Units to match Existing | NO | 113.8531 | Kitchen Unit:Renew any size or type of prefinished single wall unit, any height to match existing, plug and scribe to walls, any necessary grounds, make good to all finishes. | Kitchen Unit:Renew any size or type of prefinished single wall unit, any height to match existing, including plug and scribe to walls and any necessary grounds and make good to all wall and ceiling finishes disturbed and remove waste and debris. | 113.8531
371011 |  | R | N | Y | N | JR | KITCHEN UNIT:RENEW DOUBLE WALL TO MATCH EXISTING | Carpentry and Joinery | Kitchen Units and Worktops | Kitchen Units to match Existing | NO | 192.8075 | Kitchen Unit:Renew any size or type of prefinished double wall unit, any height, to match existing, plug and scribe to walls, any necessary grounds, make good to all finishes. | Kitchen Unit:Renew any size or type of prefinished double wall unit, any height, to match existing, including plug and scribe to walls and any necessary grounds and make good to all wall and ceiling finishes disturbed and remove waste and debris. | 192.8075
371013 |  | R | N | Y | N | JR | KITCHEN UNIT:RENEW CORNER WALL TO MATCH EXISTING | Carpentry and Joinery | Kitchen Units and Worktops | Kitchen Units to match Existing | NO | 195.7105 | Kitchen Unit:Renew any size or type of prefinished corner wall unit, any height, to match existing, plug and scribe to walls, any necessary grounds, make good to all finishes. | Kitchen Unit:Renew any size or type of prefinished corner wall unit, any height, to match existing, including plug and scribe to walls and any necessary grounds and make good to all wall and ceiling finishes disturbed and remove waste and debris. | 195.7105
371021 |  | R | N | Y | N | JR | KITCHEN UNIT:RENEW SINGLE BASE 300X500 | Carpentry and Joinery | Kitchen Units and Worktops | Kitchen Units - Clients Standard Specification | NO | 134.6599 | Kitchen Unit:Renew any type of prefinished complete single 300x500mm base unit including plug and scribe to walls and any necessary grounds and make good all wall and floor finishes disturbed. | Kitchen Unit:Renew any type of prefinished single 300x500mm base unit including plug and scribe to walls and any necessary grounds and make good all wall and floor finishes disturbed and remove waste and debris, self assembly or delivered to site ready assembled for installation complete with door, drawer front and drawer box, shelf, decor panels, handles, but excluding worktop and plinth. | 134.6599
371023 |  | R | N | Y | N | JR | KITCHEN UNIT:RENEW SINGLE BASE 600X500 | Carpentry and Joinery | Kitchen Units and Worktops | Kitchen Units - Clients Standard Specification | NO | 160.9147 | Kitchen Unit:Renew any type of prefinished complete single 600x500mm base unit including plug and scribe to walls and any necessary grounds and make good all wall and floor finishes disturbed. | Kitchen Unit:Renew any type of prefinished single 600x500mm base unit including plug and scribe to walls and any necessary grounds and make good all wall and floor finishes disturbed and remove waste and debris, self assembly or delivered to site ready assembled for installation complete with door, drawer front and drawer box, shelf, decor panels, handles, but excluding worktop and plinth. | 160.9147
371025 |  | R | N | Y | N | JR | KITCHEN UNIT:RENEW SINGLE BASE 300X600 | Carpentry and Joinery | Kitchen Units and Worktops | Kitchen Units - Clients Standard Specification | NO | 137.0818 | Kitchen Unit:Renew any type of prefinished complete single 300x600mm base unit including plug and scribe to walls and any necessary grounds and make good all wall and floor finishes disturbed. | Kitchen Unit:Renew any type of prefinished single 300x600mm base unit including plug and scribe to walls and any necessary grounds and make good all wall and floor finishes disturbed and remove waste and debris, self assembly or delivered to site ready assembled for installation complete with door, drawer front and drawer box, shelf, decor panels, handles, but excluding worktop and plinth. | 137.0818
371027 |  | R | N | Y | N | JR | KITCHEN UNIT:RENEW SINGLE BASE 400X600 | Carpentry and Joinery | Kitchen Units and Worktops | Kitchen Units - Clients Standard Specification | NO | 145.6345 | Kitchen Unit:Renew any type of prefinished complete single 400x600mm base unit including plug and scribe to walls and any necessary grounds and make good all wall and floor finishes disturbed. | Kitchen Unit:Renew any type of prefinished single 400x600mm base unit including plug and scribe to walls and any necessary grounds and make good all wall and floor finishes disturbed and remove waste and debris, self assembly or delivered to site ready assembled for installation complete with door, drawer front and drawer box, shelf, decor panels, handles, but excluding worktop and plinth. | 145.6345
371029 |  | R | N | Y | N | JR | KITCHEN UNIT:RENEW SINGLE BASE 500X600 | Carpentry and Joinery | Kitchen Units and Worktops | Kitchen Units - Clients Standard Specification | NO | 158.8906 | Kitchen Unit:Renew any type of prefinished complete single 500x600mm base unit including plug and scribe to walls and any necessary grounds and make good all wall and floor finishes disturbed. | Kitchen Unit:Renew any type of prefinished single 500x600mm base unit including plug and scribe to walls and any necessary grounds and make good all wall and floor finishes disturbed and remove waste and debris, self assembly or delivered to site ready assembled for installation complete with door, drawer front and drawer box, shelf, decor panels, handles, but excluding worktop and plinth. | 158.8906
371031 |  | R | N | Y | N | JR | KITCHEN UNIT:RENEW SINGLE BASE 600X600 | Carpentry and Joinery | Kitchen Units and Worktops | Kitchen Units - Clients Standard Specification | NO | 167.0572 | Kitchen Unit:Renew any type of prefinished complete single 600x600mm base unit including plug and scribe to walls and any necessary grounds and make good all wall and floor finishes disturbed. | Kitchen Unit:Renew any type of prefinished single 600x600mm base unit including plug and scribe to walls and any necessary grounds and make good all wall and floor finishes disturbed and remove waste and debris, self assembly or delivered to site ready assembled for installation complete with door, drawer front and drawer box, shelf, decor panels, handles, but excluding worktop and plinth. | 167.0572
371033 |  | R | N | Y | N | JR | KITCHEN UNIT:RENEW DOUBLE BASE 800MM | Carpentry and Joinery | Kitchen Units and Worktops | Kitchen Units - Clients Standard Specification | NO | 216.0559 | Kitchen Unit:Renew any type of prefinished complete double 800x600mm base unit including plug and scribe to walls and any necessary grounds and make good all wall and floor finishes disturbed. | Kitchen Unit:Renew any type of prefinished double 800x600mm base unit including plug and scribe to walls and any necessary grounds and make good all wall and floor finishes disturbed and remove waste and debris, self assembly or delivered to site ready assembled for installation complete with doors, drawer fronts and drawer boxes, shelf, decor panels, handles, but excluding worktop and plinth. | 216.0559
371035 |  | R | N | Y | N | JR | KITCHEN UNIT:RENEW DOUBLE BASE 1000MM | Carpentry and Joinery | Kitchen Units and Worktops | Kitchen Units - Clients Standard Specification | NO | 246.277 | Kitchen Unit:Renew any type of prefinished complete double 1000x600mm base unit including plug and scribe to walls and any necessary grounds and make good all wall and floor finishes disturbed. | Kitchen Unit:Renew any type of prefinished double 1000x600mm base unit including plug and scribe to walls and any necessary grounds and make good all wall and floor finishes disturbed and remove waste and debris, self assembly or delivered to site ready assembled for installation complete with doors, drawer fronts and drawer boxes, shelf, decor panels, handles, but excluding worktop and plinth. | 246.277
371037 |  | R | N | Y | N | JR | KITCHEN UNIT:RENEW DOUBLE BASE 1200MM | Carpentry and Joinery | Kitchen Units and Worktops | Kitchen Units - Clients Standard Specification | NO | 311.5279 | Kitchen Unit:Renew any type of prefinished complete double 1200x600mm base unit including plug and scribe to walls and any necessary grounds and make good all wall and floor finishes disturbed. | Kitchen Unit:Renew any type of prefinished double 1200x600mm base unit including plug and scribe to walls and any necessary grounds and make good all wall and floor finishes disturbed and remove waste and debris, self assembly or delivered to site ready assembled for installation complete with doors, drawer fronts and drawer boxes, shelf, decor panels, handles, but excluding worktop and plinth. | 311.5279
371039 |  | R | N | Y | N | JR | KITCHEN UNIT:RENEW CORNER BASE 800MM | Carpentry and Joinery | Kitchen Units and Worktops | Kitchen Units - Clients Standard Specification | NO | 305.5609 | Kitchen Unit:Renew any type of prefinished complete 800x600mm corner base unit including plug and scribe to walls and any necessary grounds and make good all wall and floor finishes disturbed. | Kitchen Unit:Renew any type of prefinished 800x600mm corner base unit including plug and scribe to walls and any necessary grounds and make good all wall and floor finishes disturbed and remove waste and debris, self assembly or delivered to site ready assembled for installation complete with door, drawer front and drawer box, shelf, decor panels, handles, but excluding worktop and plinth. | 305.5609
371041 |  | R | N | Y | N | JR | KITCHEN UNIT:RENEW CORNER BASE 1000MM | Carpentry and Joinery | Kitchen Units and Worktops | Kitchen Units - Clients Standard Specification | NO | 313.5988 | Kitchen Unit:Renew any type of prefinished complete 1000x600mm corner base unit including plug and scribe to walls and any necessary grounds and make good all wall and floor finishes disturbed. | Kitchen Unit:Renew any type of prefinished 1000x600mm corner base unit including plug and scribe to walls and any necessary grounds and make good all wall and floor finishes disturbed and remove waste and debris, self assembly or delivered to site ready assembled for installation complete with door, drawer front and drawer box, shelf, decor panels, handles, but excluding worktop and plinth. | 313.5988
371043 |  | R | N | Y | N | JR | KITCHEN UNIT:RENEW CORNER BASE 1200MM | Carpentry and Joinery | Kitchen Units and Worktops | Kitchen Units - Clients Standard Specification | NO | 329.4289 | Kitchen Unit:Renew any type of prefinished complete 1200x600mm corner base unit including plug and scribe to walls and any necessary grounds and make good all wall and floor finishes disturbed. | Kitchen Unit:Renew any type of prefinished 1200x600mm corner base unit including plug and scribe to walls and any necessary grounds and make good all wall and floor finishes disturbed and remove waste and debris, self assembly or delivered to site ready assembled for installation complete with door, drawer front and drawer box, shelf, decor panels, handles, but excluding worktop and plinth. | 329.4289
371045 |  | R | N | Y | N | JR | KITCHEN UNIT:RENEW LARDER UNIT | Carpentry and Joinery | Kitchen Units and Worktops | Kitchen Units - Clients Standard Specification | NO | 246.9673 | Kitchen Unit:Renew any type of prefinished complete tall larder floor unit, plug and scribe to walls, any necessary grounds, make good to all finishes, and remove waste and debris. | Kitchen Unit:Renew any type of prefinished tall larder floor unit including plug and scribe to walls and any necessary grounds and make good to all wall and floor finishes disturbed and remove waste and debris, self assembly or delivered to site ready assembled for installation complete with doors, shelves, decor panels, handles, but excluding plinth. | 246.9673
371047 |  | R | N | Y | N | JR | KITCHEN UNIT:RENEW APPLIANCE UNIT 1950MM | Carpentry and Joinery | Kitchen Units and Worktops | Kitchen Units - Clients Standard Specification | NO | 235.8494 | Kitchen Unit:Renew any type of prefinished complete 600x600x1950mm high appliance housing unit, plug and scribe to walls, any necessary grounds, make good to all finishes, remove waste and debris. | Kitchen Unit:Renew any type of prefinished 600x600x1950mm high appliance housing unit including plug and scribe to walls and any necessary grounds and make good to all wall and floor finishes disturbed and remove waste and debris, self assembly or delivered to site ready assembled for installation complete with doors, shelves, decor panels, handles, but excluding plinth. | 235.8494
371049 |  | R | N | Y | N | JR | KITCHEN UNIT:RENEW APPLIANCE UNIT 600MM | Carpentry and Joinery | Kitchen Units and Worktops | Kitchen Units - Clients Standard Specification | NO | 141.2432 | Kitchen Unit:Renew any type of prefinished complete 1000x600x600mm high appliance housing unit, plug and scribe to walls, any necessary grounds, make good all wall and floor finishes disturbed. | Kitchen Unit:Renew any type of prefinished 1000x600x600mm high appliance housing unit including plug and scribe to walls and any necessary grounds and make good to all wall and floor finishes disturbed and remove waste and debris, self assembly or delivered to site ready assembled for installation complete with doors, shelves, decor panels, handles, but excluding plinth. | 141.2432
371051 |  | R | N | Y | N | JR | KITCHEN UNIT:RENEW SINGLE WALL 300X300 900MM HIGH | Carpentry and Joinery | Kitchen Units and Worktops | Kitchen Units - Clients Standard Specification | NO | 103.4752 | Kitchen Unit:Renew any type of prefinished complete single 300x300mm wall unit, 900mm high, plug and scribe to walls, any necessary grounds, make good to all finishes. And remove waste and debris. | Kitchen Unit:Renew any type of prefinished single 300x300mm wall unit, 900mm high, including plug and scribe to walls and any necessary grounds and make good to all wall and ceiling finishes disturbed and remove waste and debris, self assembly or delivered to site ready assembled for installation complete with door, shelf, decor panels, handle, but excluding pelmet and cornice. | 103.4752
371053 |  | R | N | Y | N | JR | KITCHEN UNIT:RENEW SINGLE WALL 400X300 900MM HIGH | Carpentry and Joinery | Kitchen Units and Worktops | Kitchen Units - Clients Standard Specification | NO | 114.6721 | Kitchen Unit:Renew any type of prefinished complete single 400x300mm wall unit, 900mm high, plug and scribe to walls, any necessary grounds, make good to all finishes. And remove waste and debris. | Kitchen Unit:Renew any type of prefinished single 400x300mm wall unit, 900mm high, including plug and scribe to walls and any necessary grounds and make good to all wall and ceiling finishes disturbed and remove waste and debris, self assembly or delivered to site ready assembled for installation complete with door, shelf, decor panels, handle, but excluding pelmet and cornice. | 114.6721
371055 |  | R | N | Y | N | JR | KITCHEN UNIT:RENEW SINGLE WALL 500X300 900MM HIGH | Carpentry and Joinery | Kitchen Units and Worktops | Kitchen Units - Clients Standard Specification | NO | 119.0362 | Kitchen Unit:Renew any type of prefinished complete single 500x300mm wall unit, 900mm high, plug and scribe to walls, any necessary grounds, make good to all finishes. And remove waste and debris. | Kitchen Unit:Renew any type of prefinished single 500x300mm wall unit, 900mm high, including plug and scribe to walls and any necessary grounds and make good to all wall and ceiling finishes disturbed and remove waste and debris, self assembly or delivered to site ready assembled for installation complete with door, shelf, decor panels, handle, but excluding pelmet and cornice. | 119.0362
371057 |  | R | N | Y | N | JR | KITCHEN UNIT:RENEW SINGLE WALL 600X300 900MM HIGH | Carpentry and Joinery | Kitchen Units and Worktops | Kitchen Units - Clients Standard Specification | NO | 126.1966 | Kitchen Unit:Renew any type of prefinished complete single 600x300mm wall unit, 900mm high, plug and scribe to walls, any necessary grounds, make good to all finishes. And remove waste and debris. | Kitchen Unit:Renew any type of prefinished single 600x300mm wall unit, 900mm high, including plug and scribe to walls and any necessary grounds and make good to all wall and ceiling finishes disturbed and remove waste and debris, self assembly or delivered to site ready assembled for installation complete with door, shelf, decor panels, handle, but excluding pelmet and cornice. | 126.1966
371059 |  | R | N | Y | N | JR | KITCHEN UNIT:RENEW DOUBLE WALL 1000X300 500MM HIGH | Carpentry and Joinery | Kitchen Units and Worktops | Kitchen Units - Clients Standard Specification | NO | 194.27 | Kitchen Unit:Renew any type of prefinished complete double 1000x300mm wall unit, 500mm high, plug and scribe to walls, any necessary grounds, make good to all finishes. And remove waste and debris. | Kitchen Unit:Renew any type of prefinished double 1000x300mm wall unit, 500mm high including plug scribe to walls and any necessary grounds and make good to all wall and ceiling finishes disturbed and remove waste and debris, self assembly or delivered to site ready assembled for installation complete with doors, shelf, decor panels, handles, but excluding pelmet and cornice. | 194.27
371061 |  | R | N | Y | N | JR | KITCHEN UNIT:RENEW DOUBLE WALL 1000X300 900MM HIGH | Carpentry and Joinery | Kitchen Units and Worktops | Kitchen Units - Clients Standard Specification | NO | 200.12 | Kitchen Unit:Renew any type of prefinished complete double 1000x300mm wall unit, 900mm high, plug and scribe to walls, any necessary grounds, make good to all finishes. And remove waste and debris. | Kitchen Unit:Renew any type of prefinished double 1000x300mm wall unit, 900mm high including plug scribe to walls and any necessary grounds and make good to all wall and ceiling finishes disturbed and remove waste and debris, self assembly or delivered to site ready assembled for installation complete with doors, shelf, decor panels, handles, but excluding pelmet and cornice. | 200.12
371063 |  | R | N | Y | N | JR | KITCHEN UNIT:RENEW DOUBLE WALL 1200X300 500MM HIGH | Carpentry and Joinery | Kitchen Units and Worktops | Kitchen Units - Clients Standard Specification | NO | 200.0498 | Kitchen Unit:Renew any type of prefinished complete double 1200x300mm wall unit, 500mm high, plug and scribe to walls, any necessary grounds, make good to all finishes, and remove waste and debris. | Kitchen Unit:Renew any type of prefinished double 1200x300mm wall unit, 500mm high including plug scribe to walls and any necessary grounds and make good to all wall and ceiling finishes disturbed and remove waste and debris, self assembly or delivered to site ready assembled for installation complete with doors, shelf, decor panels, handles, but excluding pelmet and cornice. | 200.0498
371065 |  | R | N | Y | N | JR | KITCHEN UNIT:RENEW DOUBLE WALL 1200X300 900MM HIGH | Carpentry and Joinery | Kitchen Units and Worktops | Kitchen Units - Clients Standard Specification | NO | 206.0168 | Kitchen Unit:Renew any type of prefinished complete double 1200x300mm wall unit, 900mm high, plug and scribe to walls, any necessary grounds, make good to all finishes, and remove waste and debris. | Kitchen Unit:Renew any type of prefinished double 1200x300mm wall unit, 900mm high including plug scribe to walls and any necessary grounds and make good to all wall and ceiling finishes disturbed and remove waste and debris, self assembly or delivered to site ready assembled for installation complete with doors, shelf, decor panels, handles, but excluding pelmet and cornice. | 206.0168
371067 |  | R | N | Y | N | JR | KITCHEN UNIT:RENEW CORNER WALL 500X300 500MM HIGH | Carpentry and Joinery | Kitchen Units and Worktops | Kitchen Units - Clients Standard Specification | NO | 178.6987 | Kitchen Unit:Renew any type of prefinished complete 500x300mm corner wall unit, 500mm high, plug and scribe to walls, any necessary grounds, make good to all finishes, and remove waste and debris. | Kitchen Unit:Renew any type of prefinished 500x300mm corner wall unit, 500mm high including plug and scribe to walls and any necessary grounds and make good to all wall and ceiling finishes disturbed and remove waste and debris, self assembly or delivered to site ready assembled for installation complete with doors, shelf, decor panels, handles, but excluding pelmet and cornice. | 178.6987
371068 |  | R | N | Y | N | JR | KITCHEN UNIT:RENEW CORNER WALL 500X300 900MM HIGH | Carpentry and Joinery | Kitchen Units and Worktops | Kitchen Units - Clients Standard Specification | NO | 184.6657 | Kitchen Unit:Renew any type of prefinished complete 500x300mm corner wall unit, 900mm high, plug and scribe to walls, any necessary grounds, make good to all finishes, and remove waste and debris. | Kitchen Unit:Renew any type of prefinished 500x300mm corner wall unit, 900mm high including plug and scribe to walls and any necessary grounds and make good to all wall and ceiling finishes disturbed and remove waste and debris, self assembly or delivered to site ready assembled for installation complete with doors, shelf, decor panels, handles, but excluding pelmet and cornice. | 184.6657
371069 |  | R | N | Y | N | JR | KITCHEN UNIT:RENEW CORNER WALL 600X300 500MM HIGH | Carpentry and Joinery | Kitchen Units and Worktops | Kitchen Units - Clients Standard Specification | NO | 189.9658 | Kitchen Unit:Renew any type of prefinished 600x300mm corner wall unit, 500mm high, plug and scribe to walls, any necessary grounds, make good to all finishes. | Kitchen Unit:Renew any type of prefinished 600x300mm corner wall unit, 500mm high including plug and scribe to walls and any necessary grounds and make good to all wall and ceiling finishes disturbed and remove waste and debris, self assembly or delivered to site ready assembled for installation complete with doors, shelf, decor panels, handles, but excluding pelmet and cornice. | 189.9658
371070 |  | R | N | Y | N | JR | KITCHEN UNIT:RENEW CORNER WALL 600X300 900MM HIGH | Carpentry and Joinery | Kitchen Units and Worktops | Kitchen Units - Clients Standard Specification | NO | 160.7977 | Kitchen Unit:Renew any type of prefinished complete 600x300mm corner wall unit, 900mm high, plug and scribe to walls, any necessary grounds, make good to all finishes, and remove waste and debris. | Kitchen Unit:Renew any type of prefinished 600x300mm corner wall unit, 900mm high including plug and scribe to walls and any necessary grounds and make good to all wall and ceiling finishes disturbed and remove waste and debris, self assembly or delivered to site ready assembled for installation complete with doors, shelf, decor panels, handles, but excluding pelmet and cornice. | 160.7977
371071 |  | R | N | Y | N | JR | KITCHEN UNIT:RENEW DRAWER PACK 500X600 | Carpentry and Joinery | Kitchen Units and Worktops | Kitchen Units - Clients Standard Specification | NO | 268.8565 | Kitchen Unit:Renew any type of prefinished complete 500x600mm drawer pack unit, plug and scribe to walls, any necessary grounds, make good to all finishes, and remove waste and debris. | Kitchen Unit:Renew any type of prefinished 500x600mm drawer pack unit including plug and scribe to walls and any necessary grounds and make good all wall and floor finishes disturbed and remove waste and debris, self assembly or delivered to site ready assembled for installation complete with drawer fronts and drawer boxes, decor panels, handles, but excluding worktop and plinth. | 268.8565
371073 |  | R | N | Y | N | JR | KITCHEN UNIT:RENEW DRAWER PACK 600X600 | Carpentry and Joinery | Kitchen Units and Worktops | Kitchen Units - Clients Standard Specification | NO | 253.2955 | Kitchen Unit:Renew any type of prefinished complete 600x600mm drawer pack unit, plug and scribe to walls, any necessary grounds, make good to all finishes, and remove waste and debris. | Kitchen Unit:Renew any type of prefinished 600x600mm drawer pack unit including plug and scribe to walls and any necessary grounds and make good all wall and floor finishes disturbed and remove waste and debris, self assembly or delivered to site ready assembled for installation complete with drawer fronts and drawer boxes, decor panels, handles, but excluding worktop and plinth. | 253.2955
371074 |  | R | N | Y | N | JR | KITCHEN UNIT:RENEW COOKER HOOD COVER | Carpentry and Joinery | Kitchen Units and Worktops | Kitchen Units - Clients Standard Specification | NO | 110.4331 | Kitchen Unit:Renew any type of prefinished 600mm wide x 300mm deep x 250mm high cooker hood cover unit plug and scribe to walls, any necessary grounds, make good, remove waste and debris. | Kitchen Unit:Renew any type of prefinished 600mm wide a 300mm deep x 250mm high cooker hood cover unit including plug and scribe to walls and any necessary grounds and make good all wall and floor finishes disturbed and remove waste and debris. | 110.4331
372001 |  | R | N | Y | N | JR | WORKTOP:RENEW NE 40MM THICK POST FORMED | Carpentry and Joinery | Kitchen Units and Worktops | Worktops | LM | 46.6002 | Worktop:Renew with high density waterproof MR chipboard worktop ne 40mm thick, 1.3mm laminated sheet, post formed one edge, reverse compensated, veneer edges, silicone seal, splashback. | Worktop:Renew worktop with high density waterproof moisture resistant chipboard worktop ne 40mm thick to suit unit width with 1.3mm laminated sheet, post formed one edge, reverse compensated, including veneer exposed edges, disconnect from units, disconnect inset sink units, cut out for inset sinks, hob units etc., reconnect inset sink units, seal joint between worktop and wall with silicone sealant and make good damaged and renew any missing wall tiles and remove waste and debris, supplied and delivered to site complete with cap ends and joint strips. | 46.6002
372002 |  | R | N | Y | N | JR | WORKTOP:RENEW NE 40MM THICK DOUBLE POST FORMED | Carpentry and Joinery | Kitchen Units and Worktops | Worktops | LM | 53.6436 | Worktop:Renew with high density waterproof MR chipboard worktop ne 40mm thick, 1.3mm laminated sheet, post formed two edges, reverse compensated, veneer edges, silicone seal, splashback. | Worktop:Renew worktop with high density waterproof moisture resistant chipboard worktop ne 40mm thick to suit unit width with 1.3mm laminated sheet, post formed on both opposing edges, reverse compensated, including veneer exposed edges, disconnect from units, disconnect inset sink units, cut out for inset sinks, hob units etc., reconnect inset sink units, seal joint between worktop and wall with silicone sealant and make good damaged and renew any missing wall tiles and remove waste and debris, supplied and delivered to site complete with cap ends and joint strips. | 53.6436
372005 |  | R | N | N | N | JR | WORKTOP:REMOVE AND REFIX | Carpentry and Joinery | Kitchen Units and Worktops | Worktops | LM | 13.8851 | Worktop:Remove and securely refix any width worktop including seal joint to wall with waterproof sealant and make good damaged and renew any missing wall tiles. | Worktop:Remove and securely refix any width worktop including seal joint to wall with waterproof sealant and make good damaged and renew any missing wall tiles and remove waste and debris. | 13.8851
372007 |  | R | N | N | N | JR | WORKTOP:RENEW VENEER EDGING | Carpentry and Joinery | Kitchen Units and Worktops | Worktops | LM | 10.5427 | Worktop:Renew 1.3mm laminated sheet veneer edging to worktop or edge of cupboard door fixed with adhesive. | Worktop:Renew 1.3mm laminated sheet veneer edging to worktop or edge of cupboard door fixed with adhesive. | 10.5427
372009 |  | R | N | N | N | JR | WORKTOP:PROVIDE FLY END PANEL | Carpentry and Joinery | Kitchen Units and Worktops | Worktops | NO | 75.4706 | Worktop:Supply and fix 18mm chipboard end panel melamine faced both sides, PVC lipped on all edges or vinyl wrap MDF, 600x870mm high, fixed to worktop and floor with plastic angle brackets. | Worktop:Supply and fix 18mm chipboard end panel melamine faced both sides, PVC lipped on all edges or vinyl wrap MDF, 600x870mm high, fixed to worktop and floor with plastic angle brackets. | 75.4706
372011 |  | R | N | N | N | JR | WORKTOP:RENEW GALLOWS BRACKET | Carpentry and Joinery | Kitchen Units and Worktops | Worktops | NO | 24.6561 | Worktop:Renew gallows bracket overall 305x458mm made out of 50x38mm softwood plugged and screwed to wall and decorate to match existing. | Worktop:Renew gallows bracket overall 305x458mm made out of 50x38mm softwood plugged and screwed to wall and decorate to match existing. | 24.6561
372013 |  | R | N | N | N | JR | WORKTOP:RENEW LEG TO WORKTOP | Carpentry and Joinery | Kitchen Units and Worktops | Worktops | NO | 39.2446 | Worktop:Renew chromium plated metal support leg to worktop with flange plates screwed to floor and worktop. | Worktop:Renew chromium plated metal support leg to worktop with flange plates screwed to floor and worktop. | 39.2446
372017 |  | R | N | N | N | JR | WORKTOP:RENEW JOINT STRIP | Carpentry and Joinery | Kitchen Units and Worktops | Worktops | NO | 18.706 | Worktop:Renew aluminium joint strip between worktops including remove and refix worktops as necessary and make good. | Worktop:Renew aluminium joint strip between worktops including remove and refix worktops as necessary and make good. | 18.706
372019 |  | R | N | N | N | JR | WORKTOP:25X25MM EDGE TRIM | Carpentry and Joinery | Kitchen Units and Worktops | Worktops | LM | 11.9292 | Worktop:Supply and fix 25x25mm PVC/aluminium edge trim holed and screwed to softwood. | Edge Trim:Supply and fix 25x25mm PVC/aluminium edge trim holed and screwed to softwood. | 11.9292
372021 |  | R | N | N | N | JR | WORKTOP:PROVIDE COVERBEAD | Carpentry and Joinery | Kitchen Units and Worktops | Worktops | NO | 9.4371 | Worktop:Supply and fix proprietary aluminium L shaped cover bead rounded at end, screwed to edge of chipboard worktop. | Worktop:Supply and fix proprietary aluminium 'L' shaped cover bead rounded at end, screwed to edge of chipboard worktop. | 9.4371
373001 |  | R | N | N | N | JR | KITCHEN UNIT:REMOVE AND REFIX ANY TYPE | Carpentry and Joinery | Kitchen Units and Worktops | Kitchen Units - Repairs | NO | 29.1974 | Kitchen Unit:Remove and refix any kitchen unit including replug and screw to walls and make good to all finishes. | Kitchen Unit:Remove and refix any kitchen unit including replug and screw to walls and all making good. | 29.1974
373005 |  | R | N | Y | N | JR | KITCHEN UNIT:RENEW BLOCKBOARD DOOR | Carpentry and Joinery | Kitchen Units and Worktops | Kitchen Units - Repairs | NO | 102.2248 | Kitchen Unit:Renew blockboard door to any kitchen unit fit and hang on pair of 50mm butt hinges, ease and adjust, including housing out unit for hinges and decorate to match existing. | Kitchen Unit:Renew blockboard door to any kitchen unit on and including pair of 50mm butt hinges, fit and hang, ease and adjust, including housing out unit for hinges and decorate to match existing and remove waste and debris. | 102.2248
373007 |  | R | N | Y | N | JR | KITCHEN UNIT:RENEW BASE UNIT DOOR | Carpentry and Joinery | Kitchen Units and Worktops | Kitchen Units - Repairs | NO | 83.2146 | Kitchen Unit:Renew base unit door with melamine faced and edged chipboard or vinyl wrap door, including pair of spring loaded concealed hinges, fit and hang, ease and adjust. | Kitchen Unit:Renew base unit door with melamine faced and edged chipboard or vinyl wrapped MDF door, including pair of spring loaded concealed hinges, fit and hang, ease and adjust and remove waste and debris. | 83.2146
373009 |  | R | N | Y | N | JR | KITCHEN UNIT:RENEW WALL UNIT DOOR | Carpentry and Joinery | Kitchen Units and Worktops | Kitchen Units - Repairs | NO | 78.8973 | Kitchen Unit:Renew any height wall unit door with melamine faced and edged chipboard door to match existing, including pair of spring loaded concealed hinges, fit and hang, ease and adjust. | Kitchen Unit:Renew any height wall unit door with melamine faced and edged chipboard or vinyl wrapped MDF door, including pair of spring loaded concealed hinges, fit and hang, ease and adjust and remove waste and debris. | 78.8973
373010 |  | R | N | N | N | JR | KITCHEN UNIT:RENEW TRANSPARENT DOOR | Carpentry and Joinery | Kitchen Units and Worktops | Kitchen Units - Repairs | NO | 79.3302 | Kitchen Unit:Renew any height wall unit door with dementia friendly transparent door, including pair of spring loaded concealed hinges, fit and hang, ease and adjust and remove waste and debris. | Kitchen Unit:Renew any height wall unit door with dementia friendly transparent door, including pair of spring loaded concealed hinges, fit and hang, ease and adjust and remove waste and debris. | 79.3302
373011 |  | R | N | Y | N | JR | KITCHEN UNIT:RENEW TALL FLOOR UNIT DOOR | Carpentry and Joinery | Kitchen Units and Worktops | Kitchen Units - Repairs | NO | 126.9623 | Kitchen Unit:Renew tall floor unit door with melamine faced and edged chipboard door to match existing, including pair of spring loaded concealed hinges, fit and hang, ease and adjust. | Kitchen Unit:Renew tall floor unit door with melamine faced and edged or vinyl wrap chipboard door to match existing, including pair of spring loaded concealed hinges, fit and hang, including renew or remove and refix existing handle, ease and adjust and remove waste and debris. | 126.9623
373013 |  | R | N | Y | N | JR | KITCHEN UNIT:RENEW CUPBOARD BACK | Carpentry and Joinery | Kitchen Units and Worktops | Kitchen Units - Repairs | NO | 38.0554 | Kitchen Unit:Renew cupboard back with 3mm self finished hardboard, size approximately up to 1200mm wide x 900mm high. | Kitchen Unit:Renew cupboard back with 3mm self finished hardboard, size approximately upto 1200mm wide x 900mm high. | 38.0554
373015 |  | R | N | Y | N | JR | KITCHEN UNIT:RENEW SHELF TO UNIT | Carpentry and Joinery | Kitchen Units and Worktops | Kitchen Units - Repairs | NO | 34.3175 | Kitchen Unit:Renew shelf to base or wall unit with 19mm thick melamine faced and edged or vinyl wrap chipboard, fixed to existing bearers. | Kitchen Unit:Renew shelf to base or wall unit with 19mm thick melamine faced and edged or vinyl wrap chipboard, fixed to existing bearers. | 34.3175
373019 |  | R | N | Y | N | JR | KITCHEN UNIT:RENEW BOTTOM SHELF | Carpentry and Joinery | Kitchen Units and Worktops | Kitchen Units - Repairs | NO | 42.7831 | Kitchen Unit:Renew bottom shelf to base unit with 19mm thick melamine faced and edged chipboard or vinyl wrapped MDF, ne 575mm deep x 1150mm wide overall, cut and fit to unit. | Kitchen Unit:Renew bottom shelf to base unit with 19mm thick melamine faced and edged chipboard or vinyl wrapped MDF, ne 575mm deep x 1150mm wide overall, cut and fit to unit. | 42.7831
373021 |  | R | N | Y | N | JR | KITCHEN UNIT:RENEW SIDE PANEL | Carpentry and Joinery | Kitchen Units and Worktops | Kitchen Units - Repairs | NO | 58.6498 | Kitchen Unit:Renew side panel to any base unit with melamine faced and edged or vinyl wrap chipboard replacement panel including cut and fit to unit. | Kitchen Unit:Renew side panel to any base unit with melamine faced and edged or vinyl wrap chipboard replacement panel including cut and fit to unit. | 58.6498
373023 |  | R | N | Y | N | JR | KITCHEN UNIT:RENEW PLINTH | Carpentry and Joinery | Kitchen Units and Worktops | Kitchen Units - Repairs | LM | 29.4846 | Kitchen Unit:Renew plinth to any base unit with melamine faced and edged chipboard or vinyl wrap MDF plinth including cut and fit to unit. | Kitchen Unit:Renew plinth to any base unit with melamine faced and edged chipboard or vinyl wrap MDF plinth including cut and fit to unit. | 29.4846
373027 |  | R | N | Y | N | JR | KITCHEN UNIT:RENEW DRAWER BOX COMPLETE | Carpentry and Joinery | Kitchen Units and Worktops | Kitchen Units - Repairs | NO | 68.7871 | Kitchen Unit:Renew drawer to kitchen unit with proprietary plastic drawer box complete with runners, remove existing front from old drawer and refix to new drawer box, test, adjust. | Kitchen Unit:Renew drawer to kitchen unit with proprietary plastic drawer box complete with runners, remove existing front from old drawer and refix to new drawer box and test and adjust as necessary. | 68.7871
373045 |  | R | N | N | N | JR | KITCHEN UNIT:RENEW OR INSTALL CHILD LOCK | Carpentry and Joinery | Kitchen Units and Worktops | Kitchen Units - Repairs | IT | 21.5907 | Kitchen Unit:Renew or supply and install child proof locks to any type of kitchen unit including removing existing if applicable, cutting out, adjusting door, piecing in and make good. | Kitchen Unit:Renew or supply and install child proof locks to any type of kitchen unit including removing existing if applicable, cutting out, adjusting door, piecing in and make good. | 21.5907
373049 |  | U | N | N | Y | JR | KITCHEN UNIT:OVERHAUL ANY TYPE | Carpentry and Joinery | Kitchen Units and Worktops | Kitchen Units - Repairs | NO | 39.2035 | Kitchen Unit:Overhaul any kitchen unit including refix to wall, ease and adjust doors, renew or refix hinges, pull handles, child locks, drawer fronts, reglue loose veneers, adjust runners, make good. | Kitchen Unit:Overhaul any kitchen unit including replug and screw to walls, ease and adjust doors, refix or renew hinges, pull handles, child locks, resecure or renew drawer fronts, reglue loose veneers, adjust drawer runners and all making good. | 39.2035
373051 |  | R | N | Y | N | JR | KITCHEN UNIT:RENEW PELMET | Carpentry and Joinery | Kitchen Units and Worktops | Kitchen Units - Repairs | LM | 21.571 | Kitchen Unit:Renew pelmet to any wall units with melamine faced and edged or vinyl wrap chipboard replacement pelmet including cut and fit to unit. | Kitchen Unit:Renew pelmet to any wall units with melamine faced and edged or vinyl wrap chipboard replacement pelmet including cut and fit to unit. | 21.571
373053 |  | R | N | Y | N | JR | KITCHEN UNIT:RENEW CORNICE | Carpentry and Joinery | Kitchen Units and Worktops | Kitchen Units - Repairs | LM | 21.571 | Kitchen Unit:Renew cornice to any wall units with melamine faced and edged or vinyl wrap chipboard replacement cornice including cut and fit to unit. | Kitchen Unit:Renew cornice to any wall units with melamine faced and edged or vinyl wrap chipboard replacement cornice including cut and fit to unit. | 21.571
373055 |  | R | N | Y | N | JR | KITCHEN UNIT:RENEW UPSTAND TO WORKTOP | Carpentry and Joinery | Kitchen Units and Worktops | Kitchen Units - Repairs | LM | 9.4663 | Kitchen Unit:Renew upstand to worktop with melamine faced and edged or vinyl wrap chipboard replacement upstand including cut and fit to unit. | Kitchen Unit:Renew upstand to worktop with melamine faced and edged or vinyl wrap chipboard replacement upstand including cut and fit to unit. | 9.4663
374001 |  | R | N | N | N | JR | WALL:REMOVE AND REFIX BASE UNIT IN ASSOCIATION | Specialist Treatments | Fungus and Beetle Eradication and DPC Works | Kitchen Units and Cupboard Works | IT | 29.4779 | Wall:Remove, set aside, store and later refix any kitchen base unit, and worktop in conjunction with specialist treatment works, supply and fix cover mouldings and apply silicone sealant to worktop. | Wall:Remove, set aside, store and later refix any kitchen base or larder or appliance unit, including worktop in conjunction with internal wall insulation works, supply and fix cover mouldings and apply white silicone sealant to worktop and remove waste and debris. | 29.4779
374003 |  | R | N | N | N | JR | WALL:REMOVE REFIX SINK BASE UNIT IN ASSOCIATION | Specialist Treatments | Fungus and Beetle Eradication and DPC Works | Kitchen Units and Cupboard Works | IT | 41.1223 | Wall:Remove, set aside, store and later refix any sinktop and base unit in conjunction with specialist treatment works, adjust, extend pipe stubs new fittings, earthbond, connect, sealant. | Wall:Remove, set aside, store and later refix any sinktop and base unit in conjunction with specialist treatment works, adjust, extend pipe stubs including any new fittings, earthbond, connect, apply white silicone sealant to worktop and remove waste and debris. | 41.1223
374005 |  | R | N | N | N | JR | WALL:REMOVE AND REFIX WORKTOP IN ASSOCIATION | Specialist Treatments | Fungus and Beetle Eradication and DPC Works | Kitchen Units and Cupboard Works | LM | 21.5205 | Wall:Remove, set aside and later refix any independent worktop with leg and or cleat supports apply silicone sealant to worktop all in conjunction with specialist treatment works. | Wall:Remove, set aside and later refix any independent worktop with leg and or cleat supports including provide any new cleats, drill, plug, fix all supports and apply silicone sealant to worktop all in conjunction with specialist treatment works and remove waste and debris. | 21.5205
375057 |  | R | N | Y | N | JR | KITCHEN UNITS:RENEW DOOR OR DRAWER HANDLES NE 5 | Carpentry and Joinery | Kitchen Units and Worktops | Kitchen Units - Repairs | NO | 41.681 | Kitchen Units:Renew all door or drawer handles as instructed by the Client's Representative (upto 5 handles renewed in one kitchen). | Kitchen Units:Renew all door or drawer handles as instructed by the Client's Representative (upto 5 handles renewed in one kitchen). | 41.681
375059 |  | R | N | Y | N | JR | KITCHEN UNITS:RENEW DOOR OR DRAWER HANDLES NE 10 | Carpentry and Joinery | Kitchen Units and Worktops | Kitchen Units - Repairs | NO | 81.9787 | Kitchen Units:Renew all door or drawer handles as instructed by the Client's Representative (over 6 and upto 10 handles renewed in one kitchen). | Kitchen Units:Renew all door or drawer handles as instructed by the Client's Representative (over 6 and upto 10 handles renewed in one kitchen). | 81.9787
375061 |  | R | N | Y | N | JR | KITCHEN UNITS:RENEW DOOR OR DRAWER HANDLES NE 15 | Carpentry and Joinery | Kitchen Units and Worktops | Kitchen Units - Repairs | NO | 131.0642 | Kitchen Units:Renew all door or drawer handles as instructed by the Client's Representative (over 11 and upto 15 handles renewed in one kitchen). | Kitchen Units:Renew all door or drawer handles as instructed by the Client's Representative (over 11 and upto 15 handles renewed in one kitchen). | 131.0642
375063 |  | R | N | Y | N | JR | KITCHEN UNITS:REMOVE AND DISPOSE UNIT | Carpentry and Joinery | Kitchen Units and Worktops | Kitchen Units - Repairs | NO | 7.7824 | Kitchen Units:Remove any type of existing kitchen base, wall or tall floor unit, make good finishes and remove waste and debris (unit not being renewed). | Kitchen Units:Remove any type of existing kitchen base, wall or tall floor unit, make good finishes and remove waste and debris (unit not being renewed). | 7.7824
375065 |  | R | N | Y | N | JR | KITCHEN UNITS:REMOVE AND DISPOSE WORKTOP | Carpentry and Joinery | Kitchen Units and Worktops | Kitchen Units - Repairs | NO | 6.6707 | Kitchen Units:Remove any type of worktop whether over base units or supported on brackets, make good finishes and remove waste and debris (worktop not being renewed). | Kitchen Units:Remove any type of worktop whether over base units or supported on brackets, make good finishes and remove waste and debris (worktop not being renewed). | 6.6707
381001 |  | R | N | Y | N | JR | SKIRTING:RENEW SOFTWOOD SKIRTING | Carpentry and Joinery | Skirtings, Rails and Architraves | Skirting - Softwood | LM | 25.7573 | Skirting:Renew any size softwood plain, moulded or chamfered skirting plugged to brickwork, including all ends and angles and prepare for redecoration, and remove waste and debris. | Skirting:Renew any size softwood plain, moulded or chamfered skirting plugged to brickwork, including all ends and angles and decorate to match existing and remove waste and debris. | 25.7573
381003 |  | U | N | N | Y | JR | SKIRTING:TAKE OFF AND REFIX | Carpentry and Joinery | Skirtings, Rails and Architraves | Skirting - Softwood | LM | 9.8008 | Skirting:Take off and refix existing skirting including denail skirting and touch up decorations. | Skirting:Take off and refix existing skirting including denail skirting and touch up decorations. | 9.8008
382001 |  | U | N | N | Y | JR | RAIL:TAKE OFF EXISTING AND MAKE GOOD | Carpentry and Joinery | Skirtings, Rails and Architraves | Picture and Dado Rails etc. | LM | 5.9095 | Rail:Take off existing picture or dado rail, clear away and make good plasterwork and remove waste and debris. | Rail:Take off existing picture or dado rail, clear away and make good plasterwork and remove waste and debris. | 5.9095
383001 |  | R | N | Y | N | JR | ARCHITRAVE:RENEW SW SET TO ONE SIDE OF DOOR | Carpentry and Joinery | Skirtings, Rails and Architraves | Architraves - Softwood | IT | 35.7251 | Architrave:Renew any size softwood plain, moulded or chamfered architrave set to one side of door frame including all mitres and scribing and prepare to decorate and remove waste and debris. | Architrave:Renew any size softwood plain, moulded or chamfered architrave set to one side of door frame including all mitres and scribing and prepare to decorate and remove waste and debris. | 35.7251
383003 |  | R | N | Y | N | JR | ARCHITRAVE:RENEW SW LEG OR HEAD ONE SIDE | Carpentry and Joinery | Skirtings, Rails and Architraves | Architraves - Softwood | IT | 13.1291 | Architrave:Renew any size softwood plain, moulded or chamfered architrave to leg or head of door frame one side including all mitres and scribing and prepare to decorate and remove waste and debris. | Architrave:Renew any size softwood plain, moulded or chamfered architrave to leg or head of door frame one side including all mitres and scribing and prepare to decorate and remove waste and debris. | 13.1291
383007 |  | U | N | N | Y | JR | ARCHITRAVE:REFIX ANY LOOSE | Carpentry and Joinery | Skirtings, Rails and Architraves | Architraves - Softwood | IT | 9.8008 | Architrave:Refix including take off as necessary any loose architrave to both sides of door frame including touch up decorations to match existing. | Architrave:Refix including take off as necessary any loose architrave to both sides of door frame including touch up decorations to match existing. | 9.8008
383101 |  | R | N | Y | N | JR | ARCHITRAVE:RENEW HW SET TO ONE SIDE OF DOOR | Carpentry and Joinery | Skirtings, Rails and Architraves | Architraves - Hardwood | IT | 121.41 | Architrave:Renew any size hardwood plain, moulded or chamfered architrave set to one side of door frame including all mitres and scribing and prepare to decorate and remove waste and debris. | Architrave:Renew any size hardwood plain, moulded or chamfered architrave set to one side of door frame including all mitres and scribing and prepare to decorate and remove waste and debris. | 121.41
383103 |  | R | N | Y | N | JR | ARCHITRAVE:RENEW HW LEG OR HEAD ONE SIDE | Carpentry and Joinery | Skirtings, Rails and Architraves | Architraves - Hardwood | IT | 49.183 | Architrave:Renew any size hardwood plain, moulded or chamfered architrave to leg or head of door frame one side including all mitres and scribing and prepare to decorate and remove waste and debris. | Architrave:Renew any size hardwood plain, moulded or chamfered architrave to leg or head of door frame one side including all mitres and scribing and prepare to decorate and remove waste and debris. | 49.183
384001 |  | R | N | N | N | JR | THRESHOLD:RENEW TO DOOR OPENING | Carpentry and Joinery | Skirtings, Rails and Architraves | Thresholds to Door Openings | IT | 51.6466 | Threshold:Renew or provide 19x150mm twice splayed and twice rounded hardwood door threshold ne 1.00m long including notch and fit ends and decorate to match existing and remove waste and debris. | Threshold:Renew or provide 19x150mm twice splayed and twice rounded hardwood door threshold ne 1.00m long including notch and fit ends and decorate to match existing and remove waste and debris. | 51.6466
384003 |  | U | N | N | Y | JR | THRESHOLD:RESECURE LOOSE | Carpentry and Joinery | Skirtings, Rails and Architraves | Thresholds to Door Openings | IT | 11.2633 | Threshold:Resecure loose door threshold. | Threshold:Resecure loose door threshold. | 11.2633
385001 |  | R | N | Y | N | JR | SHELVING:RENEW WROT SOFTWOOD BEARERS | Carpentry and Joinery | Skirtings, Rails and Architraves | Shelving | LM | 8.2203 | Shelving:Renew ne 20x69mm wrot softwood bearers including plug to walls and make good and decorate to match existing and remove waste and debris. | Shelving:Renew ne 20x69mm wrot softwood bearers including plug to walls and make good and decorate to match existing and remove waste and debris. | 8.2203
385003 |  | R | N | Y | N | JR | SHELVING:RENEW SLATTED COMPLETE | Carpentry and Joinery | Skirtings, Rails and Architraves | Shelving | SM | 63.41 | Shelving:Renew slatted shelving consisting of 20x44mm slats at 75mm centres on and including 25x50mm cross bearers at 500mm centres and remove waste and debris. | Shelving:Renew slatted shelving consisting of 20x44mm slats at 75mm centres on and including 25x50mm cross bearers at 500mm centres and remove waste and debris. | 63.41
385004 |  | R | N | Y | N | JR | SHELVING:REFIX SLATTED COMPLETE | Carpentry and Joinery | Skirtings, Rails and Architraves | Shelving | SM | 33.5165 | Shelving:Refix existing slatted shelving including renewing any damaged or broken 20x44mm slats and provide any additional support bearers as necessary. | Shelving:Refix existing slatted shelving including renewing any damaged or broken 20x44mm slats and provide any additional support bearers as necessary. | 33.5165
385005 |  | R | N | Y | N | JR | SHELVING:MELAMINE FACED NE 300MM | Carpentry and Joinery | Skirtings, Rails and Architraves | Shelving | LM | 32.1065 | Shelving:Supply and fix melamine faced chipboard shelving ne 300mm wide cut to length and fix to bearers or brackets. | Shelving:Supply and fix melamine faced chipboard shelving ne 300mm wide cut to length and fix to bearers or brackets. | 32.1065
385007 |  | R | N | Y | N | JR | SHELVING:12MM PLYWOOD HARDWOOD EDGED NE 300MM | Carpentry and Joinery | Skirtings, Rails and Architraves | Shelving | LM | 30.12 | Shelving:Renew 12mm plywood ne 300mm wide, cut to length with hardwood edging glued and pinned and fix to bearers or brackets and decorate to match existing and remove waste and debris. | Shelving:Renew 12mm plywood ne 300mm wide, cut to length with hardwood edging glued and pinned and fix to bearers or brackets and decorate to match existing and remove waste and debris. | 30.12
385009 |  | R | N | Y | N | JR | SHELVING:18MM BLOCKBOARD HARDWOOD EDGED NE 300MM | Carpentry and Joinery | Skirtings, Rails and Architraves | Shelving | LM | 30.9573 | Shelving:Renew 18mm blockboard ne 300mm wide, cut to length with hardwood edging glued and pinned and fix to bearers or brackets and decorate to match existing and remove waste and debris. | Shelving:Renew 18mm blockboard ne 300mm wide, cut to length with hardwood edging glued and pinned and fix to bearers or brackets and decorate to match existing and remove waste and debris. | 30.9573
386001 |  | R | N | Y | N | JR | WINDOWBOARD:RENEW SOFTWOOD | Carpentry and Joinery | Skirtings, Rails and Architraves | Windowboards | LM | 49.3346 | Windowboard:Renew ne 25x300mm softwood windowboard plugged, screwed and pellated to brickwork, make good plasterwork and decorations and decorate to match existing and remove waste and debris. | Windowboard:Renew ne 25x300mm softwood windowboard plugged, screwed and pellated to brickwork, make good plasterwork and decorations and decorate to match existing and remove waste and debris. | 49.3346
386003 |  | R | N | Y | N | JR | WINDOWBOARD:RENEW MDF | Carpentry and Joinery | Skirtings, Rails and Architraves | Windowboards | LM | 37.4591 | Windowboard:Renew ne 25x300mm MDF windowboard plugged, screwed and pellated to brickwork, make good plasterwork and decorations and decorate to match existing and remove waste and debris. | Windowboard:Renew ne 25x300mm MDF windowboard plugged, screwed and pellated to brickwork, make good plasterwork and decorations and decorate to match existing and remove waste and debris. | 37.4591
386005 |  | R | N | Y | N | JR | WINDOWBOARD:RENEW HARDWOOD | Carpentry and Joinery | Skirtings, Rails and Architraves | Windowboards | LM | 65.9014 | Windowboard:Renew ne 25x300mm hardwood windowboard plugged, screwed and pellated to brickwork, make good plasterwork and decorations and decorate to match existing and remove waste and debris. | Windowboard:Renew ne 25x300mm hardwood windowboard plugged, screwed and pellated to brickwork, make good plasterwork and decorations and decorate to match existing and remove waste and debris. | 65.9014
386007 |  | U | N | N | Y | JR | WINDOWBOARD:REFIX LOOSE | Carpentry and Joinery | Skirtings, Rails and Architraves | Windowboards | NO | 9.8008 | Windowboard:Refix any size or type of loose windowboard to window including removing if necessary, make good and touching up decorations. | Windowboard:Refix any size or type of loose windowboard to window including removing if necessary, making good and touching up decorations. | 9.8008
386009 |  | R | N | Y | N | JR | WINDOWBOARD:RENEW PVCU | Carpentry and Joinery | Skirtings, Rails and Architraves | Windowboards | LM | 32.4146 | Windowboard:Renew existing with PVCu ne 25x300mm windowboard fixed with approved adhesive or other approved concealed fixing method to brickwork, make good plasterwork and decorations. | Windowboard:Renew existing with PVCu ne 25x300mm windowboard fixed with approved adhesive or other approved concealed fixing method to brickwork, make good plasterwork and decorations. | 32.4146
387001 |  | R | N | Y | N | JR | DUCT:RENEW 6MM PLYWOOD SIDED CASING NE 300MM | Carpentry and Joinery | Ducting and Bath Panels | Duct Casings | LM | 31.8633 | Duct:Renew duct NE 300mm, 6mm WBP plywood sides, screwed with brass cups and screws to and including frame, plug and screw to walls, form access points, decorate to match existing, remove waste. | Duct:Renew two or three sided pipe duct casing NE 300mm girth and framing, with 6mm WBP plywood casing sides, screwed with brass cups and screws to and including 38x50mm framing including plug and screw to walls, form access points as necessary and decorate to match existing and remove waste and debris. | 31.8633
387002 |  | R | N | Y | N | JR | DUCT:RENEW 12MM PLYWOOD SIDED CASING NE 300MM | Carpentry and Joinery | Ducting and Bath Panels | Duct Casings | LM | 41.3534 | Duct:Renew duct NE 300mm, 12mm WBP plywood sides, screwed with brass cups and screws to and including frame, plug and screw to walls, form access points, decorate to match existing, remove waste. | Duct:Renew two or three sided pipe duct casing NE 300mm girth and framing, with 12mm WBP plywood casing sides, screwed with brass cups and screws to and including 38x50mm framing including plug and screw to walls, form access points as necessary and decorate to match existing and remove waste and debris. | 41.3534
387003 |  | R | N | Y | N | JR | DUCT:RENEW 6MM PLYWOOD CASING SIDE OVER 300MM | Carpentry and Joinery | Ducting and Bath Panels | Duct Casings | SM | 69.2374 | Duct:Renew duct over 300mm, 6mm WBP plywood sides, screwed with brass cups and screws to and including frame, plug and screw to walls, form access points, decorate to match existing, remove waste. | Duct:Renew two or three sided pipe duct casing over 300mm girth and framing, with 6mm WBP plywood casing sides, screwed with brass cups and screws to and including 38x50mm framing including plug and screw to walls, form access points as necessary and decorate to match existing and remove waste and debris. | 69.2374
387004 |  | R | N | Y | N | JR | DUCT:RENEW 12MM PLYWOOD SIDED CASING OVER 300MM | Carpentry and Joinery | Ducting and Bath Panels | Duct Casings | SM | 101.774 | Duct:Renew duct over 300mm, 12mm WBP plywood sides, screwed with brass cups and screws to and including frame, plug and screw to walls, form access points, decorate to match existing, remove waste. | Duct:Renew two or three sided pipe duct casing over 300mm girth and framing, with 12mm WBP plywood casing sides, screwed with brass cups and screws to and including 38x50mm framing including plug and screw to walls, form access points as necessary and decorate to match existing and remove waste and debris. | 101.774
387007 |  | R | N | Y | N | JR | DUCT:RENEW 6MM PLYWOOD SIDED CASING NE 450MM | Carpentry and Joinery | Ducting and Bath Panels | Duct Casings | LM | 76.7566 | Duct:Renew duct NE 450mm, 6mm WBP plywood sides, screwed with brass cups and screws to and including frame, plug and screw to walls, form access points, decorate to match existing, remove waste. | Duct:Renew two or three sided pipe duct casing NE 450mm girth and framing, with 6mm WBP plywood casing sides, screwed with brass cups and screws to and including 38x50mm framing including plug and screw to walls, form access points as necessary and decorate to match existing and remove waste and debris. | 76.7566
387008 |  | R | N | Y | N | JR | DUCT:RENEW 12MM PLYWOOD SIDED CASING NE 450MM | Carpentry and Joinery | Ducting and Bath Panels | Duct Casings | LM | 86.5448 | Duct:Renew duct NE 450mm, 12mm WBP plywood sides, screwed with brass cups and screws to and including frame, plug and screw to walls, form access points, decorate to match existing, remove waste. | Duct:Renew two or three sided pipe duct casing NE 450mm girth and framing, with 12mm WBP plywood casing sides, screwed with brass cups and screws to and including 38x50mm framing including plug and screw to walls, form access points as necessary and decorate to match existing and remove waste and debris. | 86.5448
387009 |  | R | N | Y | N | JR | DUCT:RENEW PLASTERBOARD CASING NE 300MM | Carpentry and Joinery | Ducting and Bath Panels | Duct Casings | LM | 38.7027 | Duct:Renew duct NE 300mm, 12.5mm plasterboard sides, screwed with brass cups and screws to and including frame, plug and screw to walls, form access points, decorate to match existing, remove waste. | Duct:Renew two or three sided pipe duct casing NE 300mm girth and framing, with 12.5mm plasterboard casing sides, screwed with brass cups and screws to and including 38x50mm framing including plug and screw to walls, form access points as necessary and decorate to match existing and remove waste and debris. | 38.7027
387011 |  | R | N | Y | N | JR | DUCT:RENEW PLASTERBOARD CASING OVER 300MM | Carpentry and Joinery | Ducting and Bath Panels | Duct Casings | SM | 79.3268 | Duct:Renew duct over 300mm, 12.5mm plasterboard sides, screwed with brass cups and screws to and including frame, plug and screw to walls, form access points, decorate to match existing, remove waste. | Duct:Renew two or three sided pipe duct casing over 300mm girth and framing, with 12.5mm plasterboard casing sides, screwed with brass cups and screws to and including 38x50mm framing including plug and screw to walls, form access points as necessary and decorate to match existing and remove waste and debris. | 79.3268
387015 |  | R | N | Y | N | JR | DUCT:RENEW PLASTERBOARD SIDED NE 450MM | Carpentry and Joinery | Ducting and Bath Panels | Duct Casings | LM | 77.7578 | Duct:Renew duct NE 450mm, 12.5mm plasterboard sides, screwed with brass cups and screws to and including frame, plug and screw to walls, form access points, decorate to match existing, remove waste. | Duct:Renew two or three sided pipe duct casing NE 450mm girth and framing, with 12.5mm plasterboard casing sides, screwed with brass cups and screws to and including 38x50mm framing including plug and screw to walls, form access points as necessary and decorate to match existing and remove waste and debris. | 77.7578
387017 |  | U | N | N | Y | JR | DUCT:REMOVE REFIX CASING FOR CLIENT INSPECTION | Carpentry and Joinery | Ducting and Bath Panels | Duct Casings | LM | 12.5803 | Duct:Remove pipe duct casing for Employer inspection and later refix including all making good and make good decorations to match existing and remove waste and debris. | Duct:Remove pipe duct casing for Employer inspection and later refix including all making good and make good decorations to match existing and remove waste and debris. | 12.5803
387019 |  | R | N | N | N | JR | DUCT:FORM ACCESS PANEL IN EXISTING | Carpentry and Joinery | Ducting and Bath Panels | Duct Casings | IT | 63.2393 | Duct:Form access panel in existing duct casing, remove plywood casing as necessary, cut out, form access panel fixed with brass cups and screws all additional framing and make good decorations. | Duct:Form access panel in existing duct casing, remove plywood casing as necessary, cut out and form access panel fixed with brass cups and screws including all additional framing and make good decorations to match existing and remove waste and debris. | 63.2393
387021 |  | R | N | N | N | JR | DUCT:REMOVE DUCTING AND DISPOSE | Carpentry and Joinery | Ducting and Bath Panels | Duct Casings | NO | 11.1178 | Duct:Remove any type of duct covering and framing ne 1.00sm in wall area, make good finishes and remove waste and debris. | Duct:Remove any type of duct covering and framing ne 1.00sm in wall area, make good finishes and remove waste and debris. | 11.1178
387023 | New | R | N | N | N | JR | DUCT:INSTALL PROPRIETARY ACCESS PANEL 150 X 235MM | Carpentry and Joinery | Ducting and Bath Panels | Duct Casings | IT | 35.3148 | Duct: Cut opening in existing plywood or plasterboard duct casing and supply and install proprietary duct access panel size 150 x 235mm, all labours, make good, remove waste and debris. | Duct: Cut opening in existing plywood or plasterboard duct casing and supply and install proprietary duct access panel size 150 x 235mm in accordance with the manufacturers technical data sheet, all labours, make good, remove waste and debris. | 35.3148
387025 | New | R | N | N | N | JR | DUCT:INSTALL PROPRIETARY ACCESS PANEL 300 X 300MM | Carpentry and Joinery | Ducting and Bath Panels | Duct Casings | IT | 169.8493 | Duct: Cut opening in existing plywood or plasterboard duct casing and supply and install proprietary duct access panel size 300 x 300mm, all labours, make good, remove waste and debris. | Duct: Cut opening in existing plywood or plasterboard duct casing and supply and install proprietary duct access panel size 300 x 300mm in accordance with the manufacturers technical data sheet , all labours, make good, remove waste and debris. | 169.8493
388001 |  | R | N | Y | N | JR | BATH PANEL:RENEW HARDBOARD SIDE AND FRAMING | Carpentry and Joinery | Ducting and Bath Panels | Bath Panels and Framing | IT | 84.4631 | Bath Panel:Renew or supply and fix 4.8mm self finished hardboard side bath panel, securely screwed with chromium plated dome headed screws to and including 38x50mm softwood framing. | Bath Panel:Renew or supply and fix 4.8mm self finished hardboard side bath panel, securely screwed with chromium plated dome headed screws to and including 38x50mm softwood framing and remove waste and debris. | 84.4631
388003 |  | R | N | Y | N | JR | BATH PANEL:RENEW HARDBOARD END AND FRAMING | Carpentry and Joinery | Ducting and Bath Panels | Bath Panels and Framing | IT | 57.2566 | Bath Panel:Renew or supply and fix 4.8mm self finished hardboard end bath panel, fixed with chromium plated dome headed screws including 38x50mm softwood framing complete with metal bath panel trim. | Bath Panel:Renew or supply and fix 4.8mm self finished hardboard end bath panel, securely screwed with chromium plated dome headed screws to and including 38x50mm softwood framing complete with metal bath panel trim and remove waste and debris. | 57.2566
388005 |  | R | N | Y | N | JR | BATH PANEL:RENEW HARDBOARD SIDE END AND FRAMING | Carpentry and Joinery | Ducting and Bath Panels | Bath Panels and Framing | IT | 128.8937 | Bath Panel:Renew or supply and fix 4.8mm self finished hardboard side and end bath panels securely screwed with cp dome screws, 38x50mm softwood framing complete with metal bath panel trim. | Bath Panel:Renew or supply and fix 4.8mm self finished hardboard side and end bath panels securely screwed with chromium plated dome screws to and including 38x50mm softwood framing complete with metal bath panel trim and remove waste and debris. | 128.8937
388007 |  | R | N | Y | N | JR | BATH PANEL:RENEW HARDBOARD SIDE EXISTING FRAMING | Carpentry and Joinery | Ducting and Bath Panels | Bath Panels and Framing | IT | 28.833 | Bath Panel:Renew or supply and fix 4.8mm self finished hardboard side bath panel securely screwed with chromium plated dome screws to existing framing and remove waste and debris. | Bath Panel:Renew or supply and fix 4.8mm self finished hardboard side bath panel securely screwed with chromium plated dome screws to existing framing and remove waste and debris. | 28.833
388009 |  | R | N | Y | N | JR | BATH PANEL:RENEW HARDBOARD END EXISTING FRAMING | Carpentry and Joinery | Ducting and Bath Panels | Bath Panels and Framing | IT | 23.2741 | Bath Panel:Renew or supply and fix 4.8mm self finished hardboard end bath panel securely screwed with chromium plated dome screws to existing framing complete with metal bath panel trim. | Bath Panel:Renew or supply and fix 4.8mm self finished hardboard end bath panel securely screwed with chromium plated dome screws to existing framing complete with metal bath trim and remove waste and debris. | 23.2741
388011 |  | R | N | Y | N | JR | BATH PANEL:RENEW HARDBD SIDE END EXISTING FRAMING | Carpentry and Joinery | Ducting and Bath Panels | Bath Panels and Framing | IT | 43.6232 | Bath Panel:Renew or supply and fix 4.8mm self finished hardboard side and end bath panels securely screwed with chromium plated dome screws to existing framing and metal bath panel trim. | Bath Panel:Renew or supply and fix 4.8mm self finished hardboard side and end bath panels securely screwed with chromium plated dome screws to existing framing and including metal bath panel edge trim and remove waste and debris. | 43.6232
388013 |  | R | N | Y | N | JR | BATH PANEL:RENEW ACRYLIC SIDE | Carpentry and Joinery | Ducting and Bath Panels | Bath Panels and Framing | IT | 67.9423 | Bath Panel Panel:Renew or supply and fix proprietary acrylic side bath panel, colour to match, all plinths, trims, corner pieces and the like, securely fixed with brackets and make good. | Bath Panel:Renew or supply and fix proprietary acrylic side bath panel, colour to match, including all plinths, trims, corner pieces and the like, securely fixed with brackets and make good and remove waste and debris. | 67.9423
388015 |  | R | N | Y | N | JR | BATH PANEL:RENEW ACRYLIC END | Carpentry and Joinery | Ducting and Bath Panels | Bath Panels and Framing | IT | 42.3114 | Bath Panel Panel:Renew or supply and fix proprietary acrylic end bath panel, colour to match, all plinths, trims, corner pieces and the like, securely fixed with brackets and make good. | Bath Panel:Renew or supply and fix proprietary acrylic end bath panel, colour to match, including all plinths, trims, corner pieces and the like, securely fixed with brackets and make good and remove waste and debris. | 42.3114
388017 |  | R | N | Y | N | JR | BATH PANEL:RENEW ACRYLIC SIDE AND END | Carpentry and Joinery | Ducting and Bath Panels | Bath Panels and Framing | IT | 98.9905 | Bath Panel Panel:Renew or supply and fix proprietary acrylic side and end bath panel, colour to match, all plinths, trims, corner pieces etc, securely fixed with brackets, make good. | Bath Panel:Renew or supply and fix proprietary acrylic side and end bath panel, colour to match, including all plinths, trims, corner pieces and the like, securely fixed with brackets and make good and remove waste and debris. | 98.9905
388019 |  | U | N | N | Y | JR | BATH PANEL:REMOVE AND REFIX ANY TYPE | Carpentry and Joinery | Ducting and Bath Panels | Bath Panels and Framing | NO | 14.0428 | Bath Panel:Remove and later refix any bath panel (side or end) including any corner angle trim, skirting etc. | Bath Panel:Remove and later refix any bath panel (side or end) including any corner angle trim, skirting etc. | 14.0428
390101 |  | R | N | N | N | JR | HINGES:RENEW PAIR OF 63MM STORMPROOF | Carpentry and Joinery | Ironmongery | Butts, Hinges, etc. | PR | 12.7675 | Hinges:Renew pair of 63mm anodised steel stormproof hinges including remove and rehang casement. | Hinges:Renew pair of 63mm anodised steel stormproof hinges including remove and rehang casement. | 12.7675
390105 |  | R | N | N | N | JR | HINGES:RENEW PAIR OF FRICTION PIVOTS | Carpentry and Joinery | Ironmongery | Butts, Hinges, etc. | PR | 59.4445 | Hinges:Renew pair of friction hinges to pivot window including remove and refix casement. | Hinges:Renew pair of friction hinges to pivot window including remove and refix casement. | 59.4445
390107 |  | R | N | N | N | JR | HINGES:RENEW 1.5 PAIRS OF STEEL BUTT HINGES | Carpentry and Joinery | Ironmongery | Butts, Hinges, etc. | IT | 24.4455 | Hinges:Renew ne 1.5 pairs 100mm mild steel butt hinges, ease and adjust door, make good to recesses in frame. | Hinges:Renew ne 1.5 pairs 100mm mild steel butt hinges, ease and adjust door, make good to recesses in frame. | 24.4455
390109 |  | R | N | N | N | JR | HINGES:RENEW 1.5 PAIRS OF BRASS BUTT HINGES | Carpentry and Joinery | Ironmongery | Butts, Hinges, etc. | IT | 25.323 | Hinges:Renew ne 1.5 pairs 100mm brass butt hinges, ease and adjust door, make good to recesses in frame. | Hinges:Renew ne 1.5 pairs 100mm brass butt hinges, ease and adjust door, make good to recesses in frame. | 25.323
390111 |  | R | N | N | N | JR | HINGES:RENEW PAIR TEE HINGES | Carpentry and Joinery | Ironmongery | Butts, Hinges, etc. | PR | 23.685 | Hinges:Renew pair of 300mm galvanised tee hinges, ease and adjust door, make good to frame. | Hinges:Renew pair of 300mm galvanised tee hinges, ease and adjust door, make good to frame. | 23.685
390113 |  | R | N | N | N | JR | HINGES:RENEW PAIR OF 50MM BUTT HINGES | Carpentry and Joinery | Ironmongery | Butts, Hinges, etc. | PR | 16.3777 | Hinges:Take off cupboard door and set aside, remove hinges and renew with pair of 50mm butt hinges, rehang door, ease and adjust. | Hinges:Take off cupboard door and set aside, remove hinges and renew with pair of 50mm butt hinges, rehang door, ease and adjust. | 16.3777
390301 |  | U | N | N | Y | JR | FASTENER:RENEW ANY TYPE OF SASH FASTENER | Carpentry and Joinery | Ironmongery | Sliding Sash Fittings | NO | 14.4053 | Fastener:Renew/supply and fix any type (including Fitch and Brighton patterns) of new sash fastener including make good and touch up decorations. | Fastener:Renew or supply and fix new any type of sash fastener including make good and touch up decorations. | 14.4053
390307 |  | R | N | N | N | JR | LIFT:RENEW SASH LIFT | Carpentry and Joinery | Ironmongery | Sliding Sash Fittings | NO | 7.8992 | Lift:Renew or supply and fix new sash lift. | Lift:Renew or supply and fix new sash lift. | 7.8992
390309 |  | R | N | N | N | JR | BOLT:RENEW SASH BOLT | Carpentry and Joinery | Ironmongery | Sliding Sash Fittings | NO | 17.1782 | Bolt:Renew or supply and fix new lockable sash bolt to centre rail of sliding sash timber windows including make good and touch up decorations, hand key to Tenant. | Bolt:Renew or supply and fix new lockable sash bolt to centre rail of sliding sash timber windows including make good and touch up decorations, hand key to Tenant. | 17.1782
390311 |  | R | N | N | N | JR | LOCK:RENEW PAIR OF SASH LOCKS | Carpentry and Joinery | Ironmongery | Sliding Sash Fittings | PR | 34.0637 | Lock:Renew or supply and fix new pair of lockable sash locks to restrict opening of sliding sash timber windows, including make good and touch up decoratations, hand key to Tenant. | Lock:Renew or supply and fix new pair of lockable sash locks to restrict opening of sliding sash timber windows, including make good and touch up decoratations, hand key to Tenant. | 34.0637
390313 |  | R | N | N | N | JR | SASH PINS:RENEW PAIR SASH PINS | Carpentry and Joinery | Ironmongery | Sliding Sash Fittings | PR | 23.8028 | Sash Pins:Renew or supply and fix new pair of dual sash pins to centre rail of sliding sash timber windows, including make good and touch up decorations, hand key to Tenant. | Sash Pins:Renew or supply and fix new pair of dual sash pins to centre rail of sliding sash timber windows, including make good and touch up decorations, hand key to Tenant. | 23.8028
390501 |  | U | N | N | Y | JR | CLOSER:RENEW LIGHT DUTY OVERHEAD/DOOR RESTRICTOR | Carpentry and Joinery | Ironmongery | Door Closers/Door Restrictors | NO | 59.6106 | Closer:Renew or supply and fix light duty overhead door closer or other equal and approved screwed to door and frame, make good and remove waste and debris. | Closer:Renew or supply and fix light duty overhead door closer or other equal and approved screwed to door and frame, make good and remove waste and debris. | 59.6106
390503 |  | U | N | N | Y | JR | CLOSER:RENEW HEAVY DUTY OVERHEAD | Carpentry and Joinery | Ironmongery | Door Closers/Door Restrictors | NO | 87.3175 | Closer:Renew or supply and fix heavy duty overhead door closer or other equal and approved screwed to door and frame, make good and remove waste and debris. | Closer:Renew or supply and fix heavy duty overhead door closer or other equal and approved screwed to door and frame, make good and remove waste and debris. | 87.3175
390505 |  | U | N | N | Y | JR | CLOSER:RENEW OR SUPPLY PERKO TYPE | Carpentry and Joinery | Ironmongery | Door Closers/Door Restrictors | NO | 44.4628 | Closer:Renew or supply and fix Perko type concealed door closer screwed to door and frame, including remove and refix door or door stop as necessary, make good and remove waste and debris. | Closer:Renew or supply and fix Perko type concealed door closer screwed to door and frame, including remove and refix door or door stop as necessary, make good and remove waste and debris. | 44.4628
390507 |  | U | N | N | Y | JR | CLOSER:EASE AND ADJUST ANY TYPE | Carpentry and Joinery | Ironmongery | Door Closers/Door Restrictors | NO | 9.8008 | Closer:Ease and adjust any type door closer or door restrictor. | Closer:Ease and adjust any type door closer or door restrictor. | 9.8008
390509 |  | U | N | N | Y | JR | CLOSER:RENEW OR SUPPLY AND FIX GIBRALTER TYPE | Carpentry and Joinery | Ironmongery | Door Closers/Door Restrictors | NO | 27.4693 | Closer:Renew or supply and fix Gibralter door closer or other equal and approved screwed to door and frame, make good and remove waste and debris. | Closer:Renew or supply and fix Gibralter door closer or other equal and approved screwed to door and frame, make good and remove waste and debris. | 27.4693
390601 |  | R | N | N | N | JR | FLOOR SPRING:RENEW SINGLE ACTION | Carpentry and Joinery | Ironmongery | Floor Springs | NO | 319.9766 | Floor Spring:Renew or install single action hydraulic check for door maximum 2150x850mm complete, remove existing or form recess in floor, fix as manufacturers technical data sheet, make good. | Floor Spring:Renew or supply and install single action hydraulic check for door maximum 2150x850mm complete with top plate, loose box 57mm deep for concrete, top centre and shoe, remove existing floor spring or form recess in floor, fix in position as manufacturers technical data sheet, ease and adjust door, make good floor finishes and all other works disturbed and remove waste and debris complete, remove existing or form recess in floor, fix as manufacturers technical data sheet, make good and remove waste and debris. | 319.9766
390603 |  | R | N | N | N | JR | FLOOR SPRING:RENEW DOUBLE ACTION | Carpentry and Joinery | Ironmongery | Floor Springs | NO | 428.3514 | Floor Spring:Renew or install double action hydraulic check for door maximum 2150x850mm complete, remove existing or form recess in floor, fix as manufacturers technical data sheet, make good. | Floor Spring:Renew or install double action hydraulic check for door maximum 2150x850mm complete with top plate, adjustable loose box 59mm deep for concrete, adjustable top centre and shoe, remove existing floor spring or form recess in floor, fix in position as manufacturers technical data sheet, ease and adjust door, make good floor finishes and all other works disturbed and remove waste and debris. | 428.3514
390605 |  | R | N | N | N | JR | FLOOR SPRING:OVERHAUL | Carpentry and Joinery | Ironmongery | Floor Springs | NO | 30.865 | Floor Spring:Overhaul and maintain floor spring to door, including ease and adjust, oil moving parts. | Floor Spring:Overhaul and maintain floor spring to door, including ease and adjust, oil moving parts. | 30.865
390701 |  | R | N | N | N | JR | SLIDING DOOR GEAR:REPAIR | Carpentry and Joinery | Ironmongery | Sliding Door Gear | NO | 39.2035 | Sliding Door Gear:Take off, repair and refix, aluminium or plastic double track sliding door gear to pair of fitted furniture doors maximum 1.5m opening, including removing and rehanging doors. | Sliding Door Gear:Take off, repair and refix, aluminium or plastic double track sliding door gear to pair of wardrobe doors maximum 1.5m opening, including removing and rehanging doors. | 39.2035
390703 |  | R | N | N | N | JR | SLIDING DOOR GEAR:RENEW | Carpentry and Joinery | Ironmongery | Sliding Door Gear | NO | 117.8069 | Sliding Door Gear:Remove existing sliding door gear and renew with anodised aluminium or plastic double track sliding door gear to pair of wardrobe doors maximum 1.5m opening, remove, rehang doors. | Sliding Door Gear:Remove existing sliding door gear and renew with anodised aluminium or plastic double track sliding door gear to pair of wardrobe doors maximum 1.5m opening, including removing and rehanging doors. | 117.8069
390801 |  | R | N | N | N | JR | PATIO DOOR RUNNER:REPAIR | Carpentry and Joinery | Ironmongery | Patio Door Runners | NO | 86.3084 | Patio Door Runner:Take off, repair and refix, aluminium double track patio door runner to pair of patio doors maximum 2.0m opening, including removing and rehanging doors. | Patio Door Runner:Take off, repair and refix, aluminium double track patio door runner to pair of patio doors maximum 2.0m opening, including removing and rehanging doors. | 86.3084
390803 |  | R | N | N | N | JR | PATIO DOOR RUNNER:RENEW | Carpentry and Joinery | Ironmongery | Patio Door Runners | NO | 176.8707 | Patio Door Runner:Remove existing patio door runner and renew with anodised aluminium double track patio door runner to pair of patio doors maximum 2.0m opening, including removing and rehanging doors | Patio Door Runner:Remove existing patio door runner and renew with anodised aluminium double track patio door runner to pair of patio doors maximum 2.0m opening, including removing and rehanging doors. | 176.8707
390901 |  | U | N | N | Y | JR | RIMLOCK:RENEW COMPLETE | Carpentry and Joinery | Ironmongery | Locks | NO | 50.1453 | Rimlock:Renew rimlock, keep and set of rimlock furniture, including altering door as necessary for new lock and housing out existing frame as necessary and provide two new keys. | Rimlock:Renew rimlock, keep and set of rimlock furniture, including altering door as necessary for new lock and housing out existing frame as necessary and provide two new keys. | 50.1453
390903 |  | U | N | N | Y | JR | LOCK:RENEW MORTICE COMPLETE | Carpentry and Joinery | Ironmongery | Locks | NO | 43.809 | Lock:Renew mortice lock, keep and renew or refix set of anodised aluminium lever handle furniture including altering door as necessary for new lock and provide two new keys. | Lock:Renew mortice lock, keep and renew or refix set of anodised aluminium lever handle furniture including altering door as necessary for new lock and provide two new keys. | 43.809
390907 |  | U | N | N | Y | JR | LOCK:RENEW MORTICE KEEP | Carpentry and Joinery | Ironmongery | Locks | NO | 7.9457 | Lock or Latch:Renew mortice lock or latch or nightlatch keep including housing out existing frame as necessary. | Lock:Renew mortice lock keep including housing out existing frame as necessary. | 7.9457
390909 |  | U | N | N | Y | JR | LOCK:RENEW MORTICE DEADLOCK | Carpentry and Joinery | Ironmongery | Locks | NO | 49.6122 | Lock:Renew mortice deadlock, keep and set of escutcheons including altering door as necessary for new lock and provide two new keys. | Lock:Renew mortice deadlock, keep and set of escutcheons including altering door as necessary for new lock and provide two new keys. | 49.6122
390911 |  | U | N | N | Y | JR | LOCK:RENEW 5L MORTICE COMPLETE | Carpentry and Joinery | Ironmongery | Locks | NO | 59.5404 | Lock:Renew 5 lever mortice lock, keep and renew or refix set of anodised aluminium lever handle furniture including altering door as necessary for new lock and provide two new keys. | Lock:Renew 5 lever mortice lock, keep and set of anodised aluminium lever handle furniture including altering door as necessary for new lock and provide two new keys. | 59.5404
390915 |  | U | N | N | Y | JR | LOCK:RENEW 5L MORTICE DEADLOCK | Carpentry and Joinery | Ironmongery | Locks | NO | 60.6051 | Lock:Renew 5 lever mortice deadlock, keep and set of escutcheons including altering door as necessary for new lock and provide two new keys. | Lock:Renew 5 lever mortice deadlock, keep and set of escutcheons including altering door as necessary for new lock and provide two new keys. | 60.6051
390917 |  | E | Y | N | Y | JR | LOCK:OVERHAUL ANY LOCK COMPLETE | Carpentry and Joinery | Ironmongery | Locks | NO | 16.8223 | Lock:Remove any type of lock and furniture, dismantle, overhaul, repair, oil and assemble and refix to door. | Lock:Remove any type of lock and furniture, dismantle, overhaul, repair, oil and assemble and refix to door. | 16.8223
390919 |  | U | N | N | Y | JR | LOCK:RENEW WITH 5L MORTICE | Carpentry and Joinery | Ironmongery | Locks | NO | 81.7759 | Lock:Renew rimlock with 5 lever mortice lock, keep and set of anodised aluminium lever handle furniture, including altering door as necessary for new lock and provide two new keys. | Lock:Renew rimlock with 5 lever mortice lock, keep and set of anodised aluminium lever handle furniture, including altering door as necessary for new lock and provide two new keys. | 81.7759
390921 |  | U | N | N | Y | JR | DOOR:RENEW MULTIPOINT LOCK | Carpentry and Joinery | Ironmongery | Locks | NO | 147.4636 | Door:Renew any defective or broken multipoint door locking system complete to any type of door, adapt keep if necessary, including remove existing, test leave in working order, provide two new keys. | Door:Renew any defective or broken multipoint door locking system complete to any type of door, adapt keep if necessary, including remove existing, test and leave in proper working order and provide two new keys. | 147.4636
390922 |  | R | N | N | N | JR | DOOR:RENEW MULTIPOINT AV2+ LOCK | Carpentry and Joinery | Ironmongery | Locks | NO | 168.5236 | Door:Renew any defective or broken multipoint AV2 door locking system complete to any type of door, adapt keep if necessary, remove existing, test and leave in working order, provide two new keys. | Door:Renew any defective or broken multipoint Winkhaus AV2 door locking system complete to any type of door, adapt keep if necessary, including remove existing, test and leave in proper working order and provide two new keys. | 168.5236
390923 |  | U | N | N | Y | JR | LOCK:RENEW EUROLOCK COMPLETE | Carpentry and Joinery | Ironmongery | Locks | NO | 59.3232 | Lock:Renew 'eurolock' lock, keep and set of anodised aluminium lever handle furniture including altering door as necessary for new lock and provide two new keys. | Lock:Renew 'eurolock' lock, keep and set of anodised aluminium lever handle furniture including altering door as necessary for new lock and provide two new keys. | 59.3232
390924 |  | R | N | N | N | JR | DOOR:INSTALL ELECTRO MAGNETIC AV2-E LOCK | Carpentry and Joinery | Ironmongery | Electro-Magnetic Locks | NO | 720.497 | Door:Isolate/reconnect electric supply, supply and install electro-magnetic multipoint AV2 door locking system to single doorset, connect to fire alarm installation, allow 6m of 1.00mm2 cable, test. | Door:Isolate supply, supply and install electro-magnetic multipoint Winkhaus AV2 door locking system to single doorset, connect to electrical installation, including make all necessary connections to fire alarm installation, 24volt DC supply (allow for 6m of 1.00mm2 FP200 gold fire resistant cable and any necessary containment), test and make good on completion and remove waste and debris. | 720.497
390925 |  | U | N | N | Y | JR | LOCK:RENEW EUROLOCK CYLINDER | Carpentry and Joinery | Ironmongery | Locks | NO | 39.6424 | Lock:Renew 'eurolock' cylinder only to lock including provide two new keys. | Lock:Renew 'eurolock' cylinder only to lock including provide two new keys. | 39.6424
390927 |  | U | N | N | Y | JR | LOCK:RENEW PATIO DOOR LOCK COMPLETE | Carpentry and Joinery | Ironmongery | Locks | NO | 162.9749 | Lock:Renew multipoint patio door lock and set of anodised aluminium lever handle furniture and provide two new keys. | Lock:Renew multipoint patio door lock and set of anodised aluminium lever handle furniture and provide two new keys. | 162.9749
390929 |  | U | N | N | Y | JR | LOCK:FULL LOCK CHANGE - FRONT DOOR | Carpentry and Joinery | Ironmongery | Locks | IT | 98.5342 | Lock:Renew cylinder rim night latch, keep and pull handle, and 5 lever mortice deadlock, keep, set of escutcheons, alter door as necessary for new locks and provide two new keys for each lock. | Lock:Renew cylinder rim nightlatch, keep and pull handle and 5 lever mortice deadlock, keep and set of escutcheons including altering door as necessary for new locks and provide two new keys for each lock. | 98.5342
390931 |  | U | N | N | Y | JR | LOCK:FULL LOCK CHANGE - FRONT AND REAR DOOR | Carpentry and Joinery | Ironmongery | Locks | IT | 154.8503 | Lock:Renew cylinder rim night latch complete, 5 lever mortice deadlock complete to front door, 5 lever mortice lock complete to rear door, alter doors for locks, provide two new keys for each lock. | Lock:Renew cylinder rim nightlatch, keep and pull handle and 5 lever mortice deadlock, keep and set of escutcheons to front door and 5 lever mortice lock, keep and set of anodised aluminium lever handle furniture to rear door including altering doors as necessary for new locks and provide two new keys for each lock. | 154.8503
390933 |  | U | N | N | Y | JR | LOCK:FULL LOCK CHANGE - FRONT AND REAR DOOR MULTI | Carpentry and Joinery | Ironmongery | Locks | IT | 217.378 | Lock:Renew multipoint door locking system complete to front door and 5 lever mortice lock complete to rear door, alter doors for locks, provide two new keys for each lock. | Lock:Renew multipoint door locking system complete to front door and 5 lever mortice lock complete to rear door, alter doors for locks, provide two new keys for each lock. | 217.378
390941 |  | R | N | N | N | JR | GERDA LOCK:SUPPLY AND FIT COMPLETE | Carpentry and Joinery | Ironmongery | Locks | NO | 243.076 | Gerda Lock:Renew any Gerda lock and keep, including altering door as necessary for new lock and provide two Gerda keys. And remove waste and debris. | Gerda Lock:Renew any Gerda lock and keep, including altering door as necessary for new lock and provide two Gerda keys. And remove waste and debris. | 243.076
390951 | New | R | N | N | N | JR | DOOR:INSTALL ELECTRO-MAGNETIC AV2 B LOCK | Carpentry and Joinery | Ironmongery | Electro-Magnetic Locks | NO | 831.2442 | Door:Isolate supply, install electro-magnetic multipoint AV2 B keyless option single door locking system, reconnect, 24volt DC supply (20m 1.00mm2 FP200 gfr cable , containment), test, make good | Door:Isolate supply, supply and install electro-magnetic multipoint AV2 B or other equal and approved keyless option door locking system to single doorset, connect to electrical installation, 24volt DC supply (allow for 20m of 1.00mm2 FP200 gold fire resistant cable and any necessary containment), test and make good on completion and remove waste and debris. | 831.2442
390953 | New | R | N | N | N | JR | DOOR:INSTALL ELECTRO-MAGNETIC AV2+ LOCK | Carpentry and Joinery | Ironmongery | Electro-Magnetic Locks | NO | 271.2386 | Door:Isolate supply, install multipoint AV2+ single door locking system, connect to electrics, fire alarm, 24volt DC supply (20m 1.00mm2 FP200 gfr cable, containment), test, make good, remove waste. | Door:Isolate supply, supply and install multipoint AV2+ or other equal and approved door locking system to single doorset, electro-magnetic adaptation, connect to electrical installation, including make all necessary connections to fire alarm installation, 24volt DC supply (allow for 20m of 1.00mm2 FP200 gold fire resistant cable and any necessary containment), test and make good on completion and remove waste and debris. | 271.2386
390957 | New | R | N | N | N | JR | DOOR:RENEW ELECTRO-MAGNETIC AV2+ LOCK | Carpentry and Joinery | Ironmongery | Electro-Magnetic Locks | NO | 200.4143 | Door:Isolate supply, renew multipoint AV2+ single door locking system, electro-magnetic adaptation, re-connect to electrical supply, test and make good on completion and remove waste and debris. | Door:Isolate supply, renew existing multipoint AV2+ or other equal and approved door locking system to single doorset, electro-magnetic adaptation, re-connect to electrical supply, test and make good on completion and remove waste and debris. | 200.4143
391001 |  | R | N | N | N | JR | RIM SLAMLOCK:RENEW FB4 COMPLETE | Carpentry and Joinery | Ironmongery | Rim Slamlocks | NO | 125.3763 | Rim Slamlock:Supply and fix or renew with Fire Brigade FB4 rim slamlock, keep and single escutcheon, inc alter door and frame as necessary and provide two FB4 slam lock keys, remove waste and debris. | Rim Slamlock:Supply and fix or renew with Fire Brigade FB4 rim slamlock, keep and single escutcheon, inc alter door and frame as necessary and provide two FB4 slam lock keys, and remove waste and debris. | 125.3763
391003 |  | R | N | N | N | JR | RIM SLAMLOCK:RENEW GERDA COMPLETE | Carpentry and Joinery | Ironmongery | Rim Slamlocks | NO | 317.8062 | Rim Slamlock:Supply and fix or renew with Gerda rim slamlock, keep and single escutcheon, inc alter door and frame as necessary and provide two Gerda slam lock keys, and remove waste and debris. | Rim Slamlock:Supply and fix or renew with Gerda rim slamlock, keep and single escutcheon, inc alter door and frame as necessary and provide two Gerda slam lock keys, and remove waste and debris. | 317.8062
391101 |  | R | N | N | N | JR | LATCH:RENEW MORTICE LATCH COMPLETE | Carpentry and Joinery | Ironmongery | Latches | NO | 45.1948 | Latch:Renew mortice latch, keep and renew or refix set of anodised aluminium lever handle furniture including altering door as necessary for new latch. | Latch:Renew mortice latch, keep and set of anodised aluminium lever handle furniture including altering door as necessary for new latch. | 45.1948
391103 |  | R | N | Y | N | JR | LATCH:RENEW MORTICE LATCH ONLY | Carpentry and Joinery | Ironmongery | Latches | NO | 41.3036 | Latch:Take off existing set of lever handles and set aside, take out and renew mortice latch, refix set of handles. | Latch:Take off existing set of lever handles and set aside, take out and renew mortice latch, refix set of handles. | 41.3036
391107 |  | R | N | N | N | JR | LATCH:OVERHAUL LATCH AND FURNITURE | Carpentry and Joinery | Ironmongery | Latches | NO | 14.0428 | Latch:Remove mortice latch and furniture, dismantle, overhaul, repair, oil and assemble and refix to door. | Latch:Remove mortice latch and furniture, dismantle, overhaul, repair, oil and assemble and refix to door. | 14.0428
391301 |  | U | N | N | Y | JR | NIGHTLATCH:RENEW COMPLETE | Carpentry and Joinery | Ironmongery | Cylinder Night Latches | NO | 73.6908 | Nightlatch:Renew cylinder rim nightlatch, keep and pull handle, including altering door as necessary for new latch and provide two new keys. | Nightlatch:Renew cylinder rim nightlatch, keep and pull handle, including altering door as necessary for new latch and provide two new keys. | 73.6908
391305 |  | U | N | N | Y | JR | NIGHTLATCH:RENEW CYLINDER BARREL | Carpentry and Joinery | Ironmongery | Cylinder Night Latches | NO | 25.8181 | Nightlatch:Renew cylinder barrel to nightlatch and provide two new keys. | Nightlatch:Renew cylinder barrel to nightlatch and provide two new keys. | 25.8181
391307 |  | U | N | N | Y | JR | NIGHTLATCH:RENEW SUITED CYLINDER BARREL | Carpentry and Joinery | Ironmongery | Cylinder Night Latches | NO | 28.7431 | Nightlatch:Renew suited cylinder barrel to nightlatch and provide two new keys. | Nightlatch:Renew suited cylinder barrel to nightlatch and provide two new keys. | 28.7431
391309 |  | E | Y | N | Y | JR | NIGHTLATCH:OVERHAUL COMPLETE | Carpentry and Joinery | Ironmongery | Cylinder Night Latches | NO | 16.8223 | Nightlatch:Remove any type of cylinder nightlatch, dismantle, overhaul, repair, oil and assemble and refix to door. | Nightlatch:Remove any type of cylinder nightlatch, dismantle, overhaul, repair, oil and assemble and refix to door. | 16.8223
391313 |  | U | N | N | Y | JR | NIGHTLATCH:RENEW PULL | Carpentry and Joinery | Ironmongery | Cylinder Night Latches | NO | 15.1894 | Nightlatch:Renew nightlatch finger full, dismantle latch, install new pull, oil and reassemble and refix to door. | Nightlatch:Renew nightlatch finger full, dismantle latch, install new pull, oil and reassemble and refix to door. | 15.1894
391315 |  | U | N | N | Y | JR | LOCK:RENEW WITH KEYPAD TYPE - DOMESTIC STANDARD | Carpentry and Joinery | Ironmongery | Keypad Locks | NO | 75.7111 | Lock:Renew any nightlatch with domestic standard keypad type lock, keep and pull including altering door as necessary for new lock. | Lock:Renew any nightlatch with domestic standard keypad type lock, keep and pull including altering door as necessary for new lock. | 75.7111
391317 |  | U | N | N | Y | JR | LOCK:RENEW WITH KEYPAD TYPE - HEAVY DUTY | Carpentry and Joinery | Ironmongery | Keypad Locks | NO | 151.5337 | Lock:Renew any nightlatch with heavy duty keypad and key type lock, keep and pull including altering door as necessary for new lock. | Lock:Renew any nightlatch with heavy duty keypad and key type lock, keep and pull including altering door as necessary for new lock. | 151.5337
391501 |  | R | N | N | N | JR | CATCH:RENEW CATCH AND KEEP | Carpentry and Joinery | Ironmongery | Roller and Ball Catches | NO | 17.8102 | Cupboard:Renew catch and keep including altering door as necessary for new catch and housing out frame for keep. | Catch:Renew catch and keep including altering door as necessary for new catch and housing out frame for keep. | 17.8102
391503 |  | R | N | N | N | JR | CUPBOARD:RENEW 50MM BRASS LOCK | Carpentry and Joinery | Ironmongery | Roller and Ball Catches | NO | 22.9463 | Cupboard:Renew 50mm brass cupboard lock. | Cupboard:Renew 50mm brass cupboard lock. | 22.9463
391505 |  | R | N | N | N | JR | CUPBOARD:RENEW DOOR CATCH | Carpentry and Joinery | Ironmongery | Roller and Ball Catches | NO | 9.104 | Cupboard:Renew cupboard door catch (any type). | Cupboard:Renew cupboard door catch (any type). | 9.104
391507 |  | R | N | N | N | JR | CUPBOARD:RENEW CATCH KEEP | Carpentry and Joinery | Ironmongery | Roller and Ball Catches | NO | 10.0114 | Cupboard:Renew cupboard catch keep including housing out frame as necessary. | Cupboard:Renew cupboard catch keep including housing out frame as necessary. | 10.0114
391701 |  | U | N | N | Y | JR | BOLT:RENEW NE 250MM PADBOLT | Carpentry and Joinery | Ironmongery | Bolts, Security Bolts, Panic Bolts and Padlocks | NO | 16.7389 | Bolt:Renew or supply and fix new ne 250mm galvanised approved padbolt. | Bolt:Renew or supply and fix new ne 250mm galvanised approved padbolt. | 16.7389
391703 |  | U | N | N | Y | JR | BOLT:RENEW 200MM TOWER BOLT | Carpentry and Joinery | Ironmongery | Bolts, Security Bolts, Panic Bolts and Padlocks | NO | 14.6797 | Bolt:Renew or supply and fix new 200mm tower bolt and keep. | Bolt:Renew or supply and fix new 200mm tower bolt and keep. | 14.6797
391705 |  | U | N | N | Y | JR | BOLT:RENEW NE 150MM BARREL BOLT | Carpentry and Joinery | Ironmongery | Bolts, Security Bolts, Panic Bolts and Padlocks | NO | 7.764 | Bolt:Renew or supply and fix new ne 150mm barrel bolt and keep. | Bolt:Renew or supply and fix new ne 150mm barrel bolt and keep. | 7.764
391707 |  | U | N | N | Y | JR | BOLT:RENEW INDICATOR BOLT | Carpentry and Joinery | Ironmongery | Bolts, Security Bolts, Panic Bolts and Padlocks | NO | 28.4455 | Bolt:Renew 175mm SAA bathroom indicator bolt and keep. | Bolt:Renew 175mm SAA bathroom indicator bolt and keep. | 28.4455
391709 |  | U | N | N | Y | JR | BOLT:RENEW MORTICE SECURITY BOLT | Carpentry and Joinery | Ironmongery | Bolts, Security Bolts, Panic Bolts and Padlocks | NO | 28.7343 | Bolt:Renew or supply and fix new mortice security bolt with key operation and keep. | Bolt:Renew or supply and fix new mortice security bolt with key operation and keep. | 28.7343
391711 |  | U | N | N | Y | JR | BOLT:RENEW SINGLE PANIC BOLT | Carpentry and Joinery | Ironmongery | Bolts, Security Bolts, Panic Bolts and Padlocks | NO | 108.3775 | Bolt:Renew or supply and fix new any type approved SAA panic bolt and keep to single door. | Bolt:Renew or supply and fix new any type approved SAA panic bolt and keep to single door. | 108.3775
391712 |  | R | N | Y | N | JR | BOLT:RENEW DOUBLE PANIC BOLT | Carpentry and Joinery | Ironmongery | Bolts, Security Bolts, Panic Bolts and Padlocks | NO | 208.1242 | Bolt:Renew or supply and fix new anytype approved SAA panic bolt and keeps to double door. | Bolt:Renew or supply and fix new anytype approved SAA panic bolt and keeps to double door. | 208.1242
391713 |  | U | N | N | Y | JR | BOLT:RENEW FIRE SECURITY BOLT | Carpentry and Joinery | Ironmongery | Bolts, Security Bolts, Panic Bolts and Padlocks | NO | 45.1208 | Bolt:Renew or supply and fix new fire security bolt, surface fixed to emergency exit doors comprising metal bolt held extended by clear glass tube retained by padlock including keep, hammer and chain. | Bolt:Renew or supply and fix new fire security bolt, surface fixed to emergency exit doors comprising metal bolt held extended by clear glass tube retained by padlock including keep, hammer and chain. | 45.1208
391715 |  | U | N | N | Y | JR | BOLT:RENEW GLASS TO FIRE SECURITY BOLT | Carpentry and Joinery | Ironmongery | Bolts, Security Bolts, Panic Bolts and Padlocks | NO | 10.222 | Bolt:Renew glass tube to fire security bolt including reset. | Bolt:Renew glass tube to fire security bolt including reset. | 10.222
391719 |  | U | N | N | Y | JR | BOLT AND KEEP:REMOVE EASE AND REFIX | Carpentry and Joinery | Ironmongery | Bolts, Security Bolts, Panic Bolts and Padlocks | NO | 8.4839 | Bolt and Keep:Remove barrel bolt or bolt keep, oil and ease as necessary and refix bolt and or bolt keep in new position. | Bolt and Keep:Remove barrel bolt or bolt keep, oil and ease as necessary and refix bolt and or bolt keep in new position. | 8.4839
391723 |  | U | N | N | Y | JR | PADLOCK:RENEW OR SUPPLY PADLOCK | Carpentry and Joinery | Ironmongery | Bolts, Security Bolts, Panic Bolts and Padlocks | NO | 20.9093 | Padlock:Renew or supply and fix 50mm galvanised approved padlock with two keys and hand to Client Representative. | Padlock:Renew or supply and fix 50mm galvanised approved padlock with two keys and hand to Client Representative. | 20.9093
391725 |  | U | N | N | Y | JR | HASP:RENEW WITH STAPLE | Carpentry and Joinery | Ironmongery | Bolts, Security Bolts, Panic Bolts and Padlocks | NO | 22.3395 | Hasp:Renew any type of hasp and staple. | Hasp:Renew any type of hasp and staple. | 22.3395
391727 |  | U | N | N | Y | JR | HASP:RENEW WITH PADLOCK | Carpentry and Joinery | Ironmongery | Bolts, Security Bolts, Panic Bolts and Padlocks | NO | 38.8017 | Hasp:Renew any type of hasp, staple and 50mm galvanised padlock, supply two keys and hand keys to Client Representative. | Hasp:Renew any type of hasp, staple and 50mm galvanised approved padlock, supply two keys and hand keys to Client Representative. | 38.8017
391731 |  | R | N | N | N | JR | PADLOCK:RENEW OR SUPPLY FB11 PADLOCK | Carpentry and Joinery | Ironmongery | Bolts, Security Bolts, Panic Bolts and Padlocks | NO | 21.4124 | Padlock:Renew or supply and fix galvanised FB11 approved padlock with two keys and hand to Client Representative, and remove waste and debris. | Padlock:Renew or supply and fix galvanised FB11 approved padlock with two keys and hand to Client Representative, and remove waste and debris. | 21.4124
391733 |  | R | N | N | N | JR | PADLOCK:RENEW OR SUPPLY FB11 PADLOCK AND CHAIN | Carpentry and Joinery | Ironmongery | Bolts, Security Bolts, Panic Bolts and Padlocks | NO | 27.7903 | Padlock:Renew or supply and fix galvanised FB11 approved padlock with two keys and 600mm length of galvanised heavy duty chain and hand to Client Representative, and remove waste and debris. | Padlock:Renew or supply and fix galvanised FB11 approved padlock with two keys and 600mm length of galvanised heavy duty chain and hand to Client Representative, and remove waste and debris. | 27.7903
391735 |  | R | N | N | N | JR | PADLOCK:RENEW OR SUPPLY FB14 PADLOCK | Carpentry and Joinery | Ironmongery | Bolts, Security Bolts, Panic Bolts and Padlocks | NO | 22.7111 | Padlock:Renew or supply and fix galvanised FB14 approved padlock with two keys and hand to Client Representative, and remove waste and debris. | Padlock:Renew or supply and fix galvanised FB14 approved padlock with two keys and hand to Client Representative, and remove waste and debris. | 22.7111
391737 |  | R | N | N | N | JR | PADLOCK:RENEW OR SUPPLY FB14 PADLOCK AND CHAIN | Carpentry and Joinery | Ironmongery | Bolts, Security Bolts, Panic Bolts and Padlocks | NO | 29.089 | Padlock:Renew or supply and fix galvanised FB14 approved padlock with two keys and 600mm length of galvanised heavy duty chain and hand to Client Representative, and remove waste and debris. | Padlock:Renew or supply and fix galvanised FB14 approved padlock with two keys and 600mm length of galvanised heavy duty chain and hand to Client Representative, and remove waste and debris. | 29.089
391901 |  | R | N | N | N | JR | WINDOW FITTING:RENEW BRASS CASEMENT CATCH | Carpentry and Joinery | Ironmongery | Fittings to Timber Windows | NO | 18.0844 | Window Fitting:Renew brass casement catch and keep to timber window. | Window Fitting:Renew brass casement catch and keep to timber window. | 18.0844
391905 |  | R | N | N | N | JR | WINDOW FITTING:RENEW BRASS STAY AND FASTENER | Carpentry and Joinery | Ironmongery | Fittings to Timber Windows | NO | 18.9685 | Window Fitting:Renew any brass casement stay and two pin fastener and fix to timber window. | Window Fitting:Renew any brass casement stay and two pin fastener and fix to timber window. | 18.9685
391909 |  | R | N | N | N | JR | WINDOW FITTING:RENEW AA CASEMENT CATCH | Carpentry and Joinery | Ironmongery | Fittings to Timber Windows | NO | 22.6474 | Window Fitting:Renew anodised aluminium standard or offset casement catch and keep to timber window. | Window Fitting:Renew anodised aluminium standard or offset casement catch and keep to timber window. | 22.6474
391913 |  | R | N | N | N | JR | WINDOW FITTING:RENEW AA STAY AND FASTENER | Carpentry and Joinery | Ironmongery | Fittings to Timber Windows | NO | 18.1495 | Window Fitting:Renew any anodised aluminium casement stay and two pin fastener and fix to timber window. | Window Fitting:Renew any anodised aluminium casement stay and two pin fastener and fix to timber window. | 18.1495
391917 |  | R | N | N | N | JR | WINDOW FITTING:RENEW ZINC ALLOY CASEMENT CATCH | Carpentry and Joinery | Ironmongery | Fittings to Timber Windows | NO | 21.1849 | Window Fitting:Renew epoxy coated zinc alloy standard or offset casement catch and keep to timber window. | Window Fitting:Renew epoxy coated zinc alloy standard or offset casement catch and keep to timber window. | 21.1849
391921 |  | R | N | N | N | JR | WINDOW FITTING:RENEW ZINC ALLOY STAY AND FASTENER | Carpentry and Joinery | Ironmongery | Fittings to Timber Windows | NO | 15.3649 | Window Fitting:Renew any epoxy coated zinc alloy casement stay and two pin fastener and fix to timber window. | Window Fitting:Renew any epoxy coated zinc alloy casement stay and two pin fastener and fix to timber window. | 15.3649
391925 |  | R | N | N | N | JR | WINDOW FITTING:RENEW GALVANISED SAFETY FASTENER | Carpentry and Joinery | Ironmongery | Fittings to Timber Windows | NO | 19.1842 | Window Fitting:Renew galvanised safety window fastener and fix to timber window. | Window Fitting:Renew galvanised safety window fastener and fix to timber window. | 19.1842
391927 |  | R | N | N | N | JR | WINDOW FITTING:RENEW PIVOT WINDOW FASTENER | Carpentry and Joinery | Ironmongery | Fittings to Timber Windows | NO | 15.4468 | Window Fitting:Renew pivot window fastener and receiver to timber window. | Window Fitting:Renew pivot window fastener and receiver to timber window. | 15.4468
391929 |  | R | N | N | N | JR | WINDOW FITTING:RENEW RESTRICTOR STAY | Carpentry and Joinery | Ironmongery | Fittings to Timber Windows | NO | 14.4223 | Window Fitting:Renew window restrictor stay to timber window. | Window Fitting:Renew window restrictor stay to timber window. | 14.4223
391931 |  | R | N | N | N | JR | WINDOW FITTING:RENEW MORTICE SECURITY BOLT | Carpentry and Joinery | Ironmongery | Fittings to Timber Windows | NO | 23.9125 | Window Fitting:Renew or supply and fix new mortice security bolt with key operation and keep and fix to timber window. | Window Fitting:Renew or supply and fix new mortice security bolt with key operation and keep and fix to timber window. | 23.9125
391933 |  | U | Y | N | Y | JR | WINDOW FITTING:REFIX EASE ADJUST ANY TYPE | Carpentry and Joinery | Ironmongery | Fittings to Timber Windows | NO | 7.372 | Window Fitting:Refix, ease and adjust any loose window fitting to timber window. | Window Fitting:Refix, ease and adjust any loose window fitting to timber window. | 7.372
391937 |  | R | N | N | N | JR | WINDOW FITTING:RENEW WITH LOCKABLE TYPE STAY | Carpentry and Joinery | Ironmongery | Fittings to Timber Windows | NO | 25.4971 | Window Fitting:Renew any type or supply and fix new anodised aluminium lockable casement stay and two threaded pin fasteners with key operation, fix to timber casement or fanlight, provide two keys. | Window Fitting:Renew any type/supply and fix new anodised aluminium lockable casement stay and two threaded pin fasteners with key operation, fix to casement or fanlight of timber window and provide two new keys. | 25.4971
391939 |  | R | N | N | N | JR | WINDOW FITTING:RENEW LOCKABLE RESTRICTOR STAY | Carpentry and Joinery | Ironmongery | Fittings to Timber Windows | NO | 23.4262 | Window Fitting:Renew any type or supply and fix new anodised aluminium lockable restrictor security stay with key operation, fix to casement or fanlight of timber window, and provide two new keys. | Window Fitting:Renew any type or supply and fix new anodised aluminium lockable restrictor security stay with key operation, fix to casement or fanlight of timber window, and provide two new keys. | 23.4262
391941 |  | R | N | N | N | JR | WINDOW FITTING:RENEW LOCKABLE CASEMENT CATCH | Carpentry and Joinery | Ironmongery | Fittings to Timber Windows | NO | 22.5136 | Window Fitting:Renew any type/supply and fix new anodised aluminium lockable standard or offset casement catch and keep with key operation, fix to casement of timber window and provide two new keys. | Window Fitting:Renew any type/supply and fix new anodised aluminium lockable standard or offset casement catch and keep with key operation, fix to casement of timber window and provide two new keys. | 22.5136
391943 |  | U | N | N | Y | JR | WINDOW FITTING:PROVIDE NEW KEYS | Carpentry and Joinery | Ironmongery | Fittings to Timber Windows | NO | 6.5817 | Window Fitting:Supply only window key including all necessary cutting. | Window Fitting:Supply only window key including all necessary cutting. | 6.5817
391945 |  | U | N | Y | Y | JR | WINDOW FITTING:REFIX ANY LOOSE | Carpentry and Joinery | Ironmongery | Fittings to Timber Windows | NO | 12.5803 | Window Fitting:Remove and refix any type of loose window fitting to timber window, ease and adjust, touch up decorations and make good. | Window Fitting:Remove and refix any type of loose window fitting to timber window, ease and adjust, touch up decorations and make good. | 12.5803
392101 |  | R | N | N | N | JR | WINDOW FITTING:RENEW HINGES EASE ADJUST STEEL | Carpentry and Joinery | Ironmongery | Fittings to Steel Windows | NO | 27.0157 | Window Fitting:Renew hinges to casement sash or fanlight to window frame and ease and adjust (casement and fanlight in place). | Window Fitting:Renew hinges to casement sash or fanlight to window frame and ease and adjust (casement and fanlight in place). | 27.0157
392103 |  | R | N | N | N | JR | WINDOW FITTING:RENEW FASTENER STAY TO STEEL SASH | Carpentry and Joinery | Ironmongery | Fittings to Steel Windows | NO | 16.7806 | Window Fitting:Renew casement fastener or fanlight stay or casement stay or stay pin to steel window. | Window Fitting:Renew casement fastener or fanlight stay or casement stay or stay pin to steel window. | 16.7806
392109 |  | U | Y | N | Y | JR | WINDOW FITTING:REPAIR, EASE, ADJUST TO STEEL SASH | Carpentry and Joinery | Ironmongery | Fittings to Steel Windows | NO | 12.5803 | Window Fittings:Repair stay, fastener or catch to steel window and check, ease and adjust. | Window Fittings:Repair stay, fastener or catch to steel window and check, ease and adjust. | 12.5803
392111 |  | R | N | N | N | JR | WINDOW FITTING:RENEW LOCKABLE STAY TO STEEL SASH | Carpentry and Joinery | Ironmongery | Fittings to Steel Windows | NO | 23.4262 | Window Fitting:Renew or supply and fix new lockable type lock or restrictor stay with key operation to casement or fanlight to steel window, and provide two new keys. | Window Fitting:Renew or supply and fix new lockable type lock or restrictor stay with key operation to casement or fanlight to steel window, and provide two new keys. | 23.4262
392301 |  | R | N | N | N | JR | WINDOW FITTING:RENEW FRICTION STAY TO ALUM SASH | Carpentry and Joinery | Ironmongery | Fittings to Aluminium Windows | NO | 22.7425 | Window Fitting:Renew friction stay to aluminium casement sash or fanlight to window frame and ease and adjust (casement and fanlight in place). | Window Fitting:Renew friction stay to aluminium casement sash or fanlight to window frame and ease and adjust (casement and fanlight in place). | 22.7425
392303 |  | R | N | N | N | JR | WINDOW FITTING:RENEW FASTENER STAY TO ALUM SASH | Carpentry and Joinery | Ironmongery | Fittings to Aluminium Windows | NO | 20.2438 | Window Fitting:Renew casement fastener or fanlight stay or casement stay or stay/pin to aluminium window. | Window Fitting:Renew casement fastener or fanlight stay or casement stay or stay/pin to aluminium window. | 20.2438
392309 |  | R | N | N | N | JR | WINDOW FITTING:REPAIR, EASE, ADJUST TO ALUM SASH | Carpentry and Joinery | Ironmongery | Fittings to Aluminium Windows | NO | 12.5803 | Window Fitting:Repair stay, fastener, catch or stay pin to ease operation of aluminium window and check, ease and adjust. | Window Fitting:Repair stay, fastener, catch or stay pin to ease operation of aluminium window and check, ease and adjust. | 12.5803
392501 |  | R | N | N | N | JR | DOOR FURNITURE:RENEW SET OF LEVER HANDLES | Carpentry and Joinery | Ironmongery | Door Furniture including Viewer, Security Chain | NO | 35.207 | Door Furniture:Renew set of anodised aluminium lever latch or lock furniture. | Door Furniture:Renew set of anodised aluminium lever latch or lock furniture. | 35.207
392505 |  | R | N | N | N | JR | DOOR FURNITURE:RENEW SET OF KNOBS TO RIMLOCK | Carpentry and Joinery | Ironmongery | Door Furniture including Viewer, Security Chain | NO | 14.4154 | Door Furniture:Renew set of rimlock knob furniture. | Door Furniture:Renew set of rimlock knob furniture. | 14.4154
392509 |  | R | N | N | N | JR | DOOR FURNITURE:RENEW OR INSTALL VIEWER | Carpentry and Joinery | Ironmongery | Door Furniture including Viewer, Security Chain | NO | 15.5521 | Door Furniture:Renew or supply and fix new security door viewer including drilling/adapting hole through door as necessary and make good, and remove waste and debris. | Door Furniture:Renew or supply and fix new security door viewer including drilling/adapting hole through door as necessary and make good, and remove waste and debris. | 15.5521
392511 |  | R | N | N | N | JR | DOOR FURNITURE:RENEW OR INSTALL CHAIN | Carpentry and Joinery | Ironmongery | Door Furniture including Viewer, Security Chain | NO | 11.3972 | Door Furniture:Renew or supply and fix new door security chain and make good and remove waste and debris. | Door Furniture:Renew or supply and fix new door security chain and make good and remove waste and debris. | 11.3972
392513 |  | R | N | N | N | JR | DOOR FURNITURE:REFIX ANY LOOSE FITTING | Carpentry and Joinery | Ironmongery | Door Furniture including Viewer, Security Chain | NO | 6.2604 | Door Furniture:Refix any loose door fitting to timber door. | Door Furniture:Refix any loose door fitting to timber door. | 6.2604
392515 |  | R | N | N | N | JR | DOOR FURNITURE:RENEW OR INSTALL KICKING PLATE | Carpentry and Joinery | Ironmongery | Door Furniture including Viewer, Security Chain | NO | 30.4762 | Door Furniture:Renew or supply and fix 16 gauge SAA kicking plate ne 900x300mm, screw fixed to any door. | Door Furniture:Renew or supply and fix 16 gauge SAA kicking plate ne 900x300mm, screw fixed to any door. | 30.4762
392517 |  | R | N | N | N | JR | DOOR FURNITURE:RENEW OR INSTALL PULL HANDLES | Carpentry and Joinery | Ironmongery | Door Furniture including Viewer, Security Chain | NO | 21.5072 | Door Furniture:Renew or supply and fix pull handle, SAA, 150mm. | Door Furniture:Renew or supply and fix pull handle, SAA, 150mm. | 21.5072
392519 |  | R | N | N | N | JR | DOOR FURNITURE:RENEW OR INSTALL PUSH PLATES | Carpentry and Joinery | Ironmongery | Door Furniture including Viewer, Security Chain | NO | 12.4397 | Door Furniture:Renew push or finger plate, SAA, 225x50mm and remove waste and debris. | Door Furniture:Renew push or finger plate, SAA, 225x50mm and remove waste and debris. | 12.4397
392521 |  | U | N | N | Y | JR | DOORS:PROVIDE NEW NON-SUITED KEYS | Carpentry and Joinery | Ironmongery | Door Furniture including Viewer, Security Chain | NO | 11.817 | Doors:Supply only non suited key including all necessary cutting. | Doors:Supply only non suited key including all necessary cutting. | 11.817
392523 |  | U | N | N | Y | JR | DOORS:PROVIDE NEW SUITED KEYS | Carpentry and Joinery | Ironmongery | Door Furniture including Viewer, Security Chain | NO | 14.1804 | Doors:Supply only suited key including all necessary cutting. | Doors:Supply only suited key including all necessary cutting. | 14.1804
392524 |  | U | N | N | Y | JR | GERDA LOCK:PROVIDE NEW GERDA KEY | Carpentry and Joinery | Ironmongery | Door Furniture including Viewer, Security Chain | NO | 46.5024 | Gerda Lock:Supply only Gerda key including all necessary cutting. | Gerda Lock:Supply only Gerda key including all necessary cutting. | 46.5024
392525 |  | R | N | N | N | JR | DOOR FURNITURE:RENEW OR INSTALL ESCUTCHEON SET | Carpentry and Joinery | Ironmongery | Door Furniture including Viewer, Security Chain | NO | 16.3177 | Door Furniture:Renew or supply and fix new set of SAA escutcheons to match existing. | Door Furniture:Renew or supply and fix new set of SAA escutcheons to match existing. | 16.3177
392527 |  | R | N | N | N | JR | DOOR FURNITURE:RENEW OR INST BATHRM ESCUTCHEON SET | Carpentry and Joinery | Ironmongery | Door Furniture including Viewer, Security Chain | NO | 19.0972 | Door Furniture:Renew or supply and fix new set of escutcheons to to match existing complete with turn button, indicator and emergency release and remove waste and debris. | Door Furniture:Renew or supply and fix new set of escutcheons to to match existing complete with turn button, indicator and emergency release and remove waste and debris. | 19.0972
392529 |  | R | N | Y | N | JR | DOOR FURNITURE:RENEW OR INSTALL CABIN HOOK AND EYE | Carpentry and Joinery | Ironmongery | Door Furniture including Viewer, Security Chain | NO | 16.9561 | Door Furniture:Renew or supply and fix cabin hook and eye. | Door Furniture:Renew or supply and fix cabin hook and eye. | 16.9561
392531 |  | R | N | Y | N | JR | DOOR FURNITURE:RENEW OR INSTALL LOW THRESHOLD | Carpentry and Joinery | Ironmongery | Door Furniture including Viewer, Security Chain | NO | 37.9927 | Door Furniture:Renew or supply and fix aluminium slimline low access threshold including plugging and screwing to floor, make good finishes. | Door Furniture:Renew or supply and fix aluminium slimline low access threshold including plugging and screwing to floor, make good finishes. | 37.9927
392581 | New | R | N | N | N | JR | DOOR FURNITURE:INSTALL 157MM FINGERGUARD | Carpentry and Joinery | Ironmongery | Fingerguards | IT | 79.4515 | Door Furniture:Supply and install 157mm wide slimlene heavy duty black EPDM finger guard in satin anodised aluminium carriers screwed to door and hanging jamb, make good and remove waste and debris. | Door Furniture:Supply and install 157mm wide slimlene heavy duty black EPDM finger guard in satin anodised aluminium carriers screwed to door and hanging jamb in accordance with the manufacturer's technical data sheet, make good and remove waste and debris. | 79.4515
392583 | New | R | N | N | N | JR | DOOR FURNITURE:INSTALL 260MM FINGERGUARD | Carpentry and Joinery | Ironmongery | Fingerguards | IT | 115.7566 | Door Furniture:Supply and install 260mm wide slimlene heavy duty black EPDM finger guard in satin anodised aluminium carriers screwed to door and hanging jamb, make good and remove waste and debris. | Door Furniture:Supply and install 260mm wide slimlene heavy duty black EPDM finger guard in satin anodised aluminium carriers screwed to door and hanging jamb in accordance with the manufacturer's technical data sheet, make good and remove waste and debris. | 115.7566
392591 | New | R | N | N | N | JR | DOOR FURNITURE:INSTALL DROP DOWN SMOKE SEAL 630MM | Carpentry and Joinery | Ironmongery | Drop Down Smoke Seals | IT | 44.8304 | Door Furniture:Install smoke rated drop down door seal comprising aluminium body with self extinguishing PVC runner, ne 630mm long. Undertaken by fire door certified operative. | Door Furniture:Supply and install smoke rated surface mounted bottom drop down door seal comprising aluminium body with self extinguishing PVC runner coextruded seal and carrier, cut to size to suit door, not exceeding 630mm long, fixed to door in accordance with the manufacturer’s technical data sheet, make good and remove waste and debris. Undertaken by a fire door certified operative eg. BMTRADA or other approved certified body. | 44.8304
392595 | New | R | N | N | N | JR | DOOR FURNITURE:INSTALL DROP DOWN SMOKE SEAL 830MM | Carpentry and Joinery | Ironmongery | Drop Down Smoke Seals | IT | 49.2405 | Door Furniture:Install smoke rated drop down door seal comprising aluminium body with self extinguishing PVC runner, over 730mm and ne 830mm long. Undertaken by fire door certified operative. | Door Furniture:Supply and install smoke rated surface mounted bottom drop down door seal comprising aluminium body with self extinguishing PVC runner coextruded seal and carrier, cut to size to suit door, over 730mm and not exceeding 830mm long, fixed to door in accordance with the manufacturer’s technical data sheet, make good and remove waste and debris. Undertaken by a fire door certified operative eg. BMTRADA or other approved certified body. | 49.2405
392599 | New | R | N | N | N | JR | DOOR FURNITURE:INSTALL DROP DOWN SMOKE SEAL 1030MM | Carpentry and Joinery | Ironmongery | Drop Down Smoke Seals | IT | 53.522 | Door Furniture:Supply, install smoke rated drop down door seal, aluminium body with self extinguishing PVC runner, over 930mm and ne1030mm long. Undertaken by fire door certified operative. | Door Furniture:Supply and install smoke rated surface mounted bottom drop down door seal comprising aluminium body with self extinguishing PVC runner coextruded seal and carrier, cut to size to suit door, over 930mm and ne1030mm long, fixed to door in accordance with the manufacturer's technical data sheet, make good and remove waste and debris. Undertaken by a fire door certified operative eg. BMTRADA or other approved certified body. | 53.522
392601 |  | R | N | N | N | JR | DOORS:INSTALL ALUMINIUM SHEETING TO FACE OF DOOR | Carpentry and Joinery | Ironmongery | Aluminium Door Facing | IT | 216.9347 | Doors:Supply and install 4mm aluminium grade 1050 plain finish sheeting, cut to size of door and drilled and screwed at 150mm centres to face of door subject to high impact, remove waste and debris. | Doors:Supply and install 4mm aluminium grade 1050 plain finish sheeting, cut to size of door and drilled and screwed at 150mm centres to face of door subject to high impact, remove waste and debris. | 216.9347
392701 |  | R | N | N | N | JR | LETTERPLATE:RENEW COMPLETE WITH KNOCKER | Carpentry and Joinery | Ironmongery | Letterplates | NO | 51.8937 | Letterplate:Renew letter plate and knocker including plugging and redrilling holes and altering opening where necessary and provide and fix new brush type draught excluder. | Letterplate:Renew letter plate and knocker including plugging and redrilling holes and altering opening where necessary and provide and fix new brush type draught excluder. | 51.8937
392702 |  | R | N | N | N | JR | LETTERPLATE:SUPPLY AND FIX NEW | Carpentry and Joinery | Ironmongery | Letterplates | NO | 85.247 | Letterplate:Supply and fix new letter plate including cutting opening in door or sidelight frame and provide and fix new brush type draught excluder. | Letterplate:Supply and fix new letter plate including cutting opening in door or sidelight frame and provide and fix new brush type draught excluder. | 85.247
392703 |  | R | N | N | N | JR | LETTERPLATE:RENEW FIREPROOF TYPE | Carpentry and Joinery | Ironmongery | Letterplates | NO | 53.1002 | Letterplate:Renew fireproof letter plate and knocker to suit appropriate fire resisting door including plugging and redrilling holes and adapting opening where necessry. | Letterplate:Renew or supply and install fireproof letter plate and knocker to suit appropriate fire resisting door or sidelight frame including plugging and redrilling holes and adapting opening where necessary. | 53.1002
392705 |  | R | N | N | N | JR | LETTERPLATE:RENEW OR SUPPLY HIGH SECURITY COWL | Carpentry and Joinery | Ironmongery | Letterplates | NO | 26.8295 | Letterplate:Renew or supply and fix new high security internal letter cowl screwed to internal face of door. | Letterplate:Renew or supply and fix new high security internal letter cowl screwed to internal face of door. | 26.8295
392706 |  | R | N | Y | N | JR | LETTERPLATE:RENEW OR SUPPLY DRAUGHT EXCLUDER | Carpentry and Joinery | Ironmongery | Letterplates | NO | 12.5906 | Letterplate:Renew or supply and fix PVCu draught excluder with brush inset screwed to internal face of door. | Letterplate:Renew or supply and fix PVCu draught excluder with brush inset screwed to internal face of door. | 12.5906
392801 |  | R | N | N | N | JR | LOCKABLE POSTBOX:SUPPLY AND FIX NEW | Carpentry and Joinery | Ironmongery | Lockable Postboxes | NO | 43.831 | Lockable Postbox:Supply and fix wall mounted powder coated finished galvanised steel lockable postbox complete with 2 keys, including plugging and screwing as required, make good waste and debris. | Lockable Postbox:Supply and fix wall mounted powder coated finished galvanised steel lockable postbox complete with 2 keys, including plugging and screwing as required, make good waste and debris. | 43.831
392901 |  | R | N | N | N | JR | DOOR NUMERAL:RENEW NE 3 NO | Carpentry and Joinery | Ironmongery | Door Numerals | IT | 17.7967 | Door Numeral:Renew or replace ne 3 No. letters or numerals. | Door Numeral:Renew or replace ne 3 No. letters or numerals. | 17.7967
393101 |  | R | N | N | N | JR | DOOR STOP:PROVIDE RUBBER STOP | Carpentry and Joinery | Ironmongery | Door Stop | NO | 5.2365 | Door Stop:Supply and fix 25mm diameter rubber door stop to softwood or masonry. | Door Stop:Supply and fix 25mm diameter rubber door stop to softwood or masonry. | 5.2365
393301 |  | R | N | N | N | JR | CUPBOARD:RENEW CUPBOARD PULL | Carpentry and Joinery | Ironmongery | Cupboard Handles | NO | 10.063 | Cupboard:Renew 44mm satin anodised aluminium cupboard pull handle. | Cupboard:Renew 44mm satin anodised aluminium cupboard pull handle. | 10.063
393303 |  | R | N | N | N | JR | CUPBOARD:RENEW PULL HANDLE | Carpentry and Joinery | Ironmongery | Cupboard Handles | NO | 7.9687 | Cupboard:Renew 100mm satin anodised aluminium 'D' pull handle, including plug holes where necessary. | Cupboard:Renew 100mm satin anodised aluminium 'D' pull handle, including plug holes where necessary. | 7.9687
393305 |  | R | N | N | N | JR | CUPBOARD:REFIX PULL OR KNOB HANDLE | Carpentry and Joinery | Ironmongery | Cupboard Handles | NO | 3.072 | Cupboard:Refix loose pull or knobhandle. | Cupboard:Refix loose pull or knobhandle. | 3.072
393307 |  | R | N | N | N | JR | CUPBOARD:RENEW KNOB | Carpentry and Joinery | Ironmongery | Cupboard Handles | NO | 5.4999 | Cupboard:Renew satin anodised aluminium knob handle. | Cupboard:Renew satin anodised aluminium knob handle. | 5.4999
393501 |  | R | N | N | N | JR | CHILD SAFETY GATE:SUPPLY AND FIX NEW | Carpentry and Joinery | Ironmongery | Child Safety Gates | NO | 51.3892 | Child Safety Gate:Renew or install new safety gate with child-proof release fittings to staircase or any opening ne 1.055m wide including plugging and screwing as required, make good waste and debris. | Child Safety Gate:Renew or supply and fix child safety gate with child-proof release fittings to staircase or any opening ne 1.055m wide including plugging and screwing as required, make good waste and debris. | 51.3892
395101 |  | R | N | Y | N | JR | CEILING HATCH:FORM OPENING COMPLETE | Carpentry and Joinery | Miscellaneous Works | Ceiling Access Hatch | IT | 209.9782 | Ceiling Hatch:Cut opening through ceiling, trim opening with 75x150mm trimmers, 25x38mm stops fixed to trimmers/joists, 19x69mm architraves, 18mm blockboard trap, ironmongery, make good. | Ceiling Hatch:Cut opening through ceiling for access hatch, trim opening with ne 75x150mm pressure impregnated sawn softwood trimmers, 25x38mm softwood stops fixed to trimmers/joists, 19x69mm softwood architraves and 900x600x18mm blockboard trap, fully insulated, fix draught strips to perimeter of hatch, ironmongery, make good to plasterwork and decorate to match existing. | 209.9782
395103 |  | R | N | Y | N | JR | CEILING HATCH:RENEW BLOCKBOARD ACCESS HATCH | Carpentry and Joinery | Miscellaneous Works | Ceiling Access Hatch | IT | 87.2102 | Ceiling Hatch:Renew with 18mm blockboard access hatch, fully insulated with 150mm mineral fibre insulation, including fit new draught strips, all ironmongery and decorate to match existing. | Ceiling Hatch:Renew with 18mm blockboard access hatch, fully insulated with 150mm mineral fibre insulation, including fit new draught strips, all ironmongery and decorate to match existing. | 87.2102
395105 |  | R | N | Y | N | JR | CEILING HATCH:FIX NEW PROPRIETARY HATCH | Carpentry and Joinery | Miscellaneous Works | Ceiling Access Hatch | IT | 133.3424 | Ceiling Hatch:Cut opening through ceiling, trim opening as necessary and supply and fix proprietary purpose make ceiling access hatch complete, make good to all finishes and decorations. | Ceiling Hatch:Cut opening through ceiling, trim opening as necessary and supply and fix proprietary purpose make ceiling access hatch complete, make good all finishes and decorations. | 133.3424
395107 |  | R | N | Y | N | JR | CEILING HATCH:RENEW PROPRIETARY HATCH | Carpentry and Joinery | Miscellaneous Works | Ceiling Access Hatch | IT | 71.7646 | Ceiling Hatch:Renew existing proprietary ceiling hatch, remove existing, supply and fix proprietary purpose make ceiling access hatch complete, make good to all finishes and decorations. | Ceiling Hatch:Renew existing proprietary ceiling hatch, remove existing, supply and fix proprietary purpose make ceiling access hatch complete, make good all finishes and decorations. | 71.7646
395109 |  | R | N | N | N | JR | CEILING HATCH:OVERHAUL HATCH | Carpentry and Joinery | Miscellaneous Works | Ceiling Access Hatch | IT | 16.8223 | Ceiling Hatch:Repair access hatch including remove and refix hatch and ironmongery as necessary and leave in working order and remove waste and debris. | Ceiling Hatch:Repair access hatch including remove and refix hatch and ironmongery as necessary and leave in working order and remove waste and debris. | 16.8223
395111 |  | R | N | N | N | JR | CEILING HATCH:RENEW DRAUGHT INSULATION STRIPS | Carpentry and Joinery | Miscellaneous Works | Ceiling Access Hatch | IT | 13.4278 | Ceiling Hatch:Renew or supply and fix draught insulation strips to access hatch. | Ceiling Hatch:Renew or supply and fix draught insulation strips to access hatch. | 13.4278
395113 |  | R | N | N | N | JR | CEILING HATCH:UPGRADE FIRE RESISTANCE | Carpentry and Joinery | Miscellaneous Works | Ceiling Access Hatch | IT | 37.5538 | Ceiling Hatch:Upgrade fire resistance of ceiling hatch, supply, cut and fit 12.5mm plasterboard screwed to roof space side of hatch. | Ceiling Hatch:Upgrade fire resistance of ceiling hatch, supply, cut and fit 12.5mm plasterboard screwed to roof space side of hatch. | 37.5538
395115 |  | R | N | N | N | JR | CEILING HATCH:UPGRADE INSULATION | Carpentry and Joinery | Miscellaneous Works | Ceiling Access Hatch | IT | 32.2845 | Ceiling Hatch:Upgrade thermal insulation of ceiling hatch, supply, cut and fit 75mm Celotex or approved equal fixed to roof space side of hatch. | Ceiling Hatch:Upgrade thermal insulation of ceiling hatch, supply, cut and fit 75mm Celotex or other equal and approved thermal sheeting fixed to roof space side of hatch. | 32.2845
395201 |  | U | N | N | Y | JR | METER CUPBOARD:RENEW DOOR HINGE | Carpentry and Joinery | Miscellaneous Works | Meter Cupboards | NO | 10.9238 | Meter Cupboard:Renew hinge to door of any plastic gas or electric meter cupboard. | Meter Cupboard:Renew hinge to door of any plastic gas or electric meter cupboard. | 10.9238
395203 |  | U | N | N | Y | JR | METER CUPBOARD:RENEW 3 PORT LOCK | Carpentry and Joinery | Miscellaneous Works | Meter Cupboards | NO | 14.7916 | Meter Cupboard:Renew any three port key type lock to plastic door of gas or electric meter cupboard. | Meter Cupboard:Renew any three port key type lock to plastic door of gas or electric meter cupboard. | 14.7916
395218 |  | R | N | N | N | JR | METER CUPBOARD:AFFIX METAL PLATE TO DAMAGED DOOR | Carpentry and Joinery | Miscellaneous Works | Meter Cupboards | NO | 36.715 | Meter Cupboard:Affix metal plate to cover damaged section in timber door. | Meter Cupboard:Affix metal plate to cover damaged section in timber door. | 36.715
396001 |  | E | Y | N | Y | JR | DWELLING:GAIN ACCESS - 1 DOOR - 1 LOCK | Carpentry and Joinery | Miscellaneous Works | Gain Entry | IT | 70.7261 | Dwelling:Gain access for tenant locked out or emergency works, including force access to door, splice in new piece to frame, touch up decorations provide new barrel and keys. | Dwelling:Gain access for tenant locked out or emergency works, including force access to door, cut out and splice in new piece to external door frame, touch up decorations, provide new barrel and two keys as necessary or gain access through window including remove existing glass, gain access, reglaze including make good and touch up decorations. | 70.7261
396002 |  | E | Y | N | Y | JR | DWELLING:GAIN ACCESS - 1 DOOR - 2 LOCKS | Carpentry and Joinery | Miscellaneous Works | Gain Entry | IT | 111.623 | Dwelling:Gain access for tenant locked out or for emergency works, force access, splice to frame, touch up decorations, new nightlatch barrel and new mortice lock or mortice deadlock and two keys. | Dwelling:Gain access for tenant locked out or for emergency works, including force access to door, cut out and splice in new pieces to external door frame, touch up decorations, provide new barrel and two keys as necessary to cylinder nightlatch and provide new mortice lock or mortice deadlock and two keys. | 111.623
396004 |  | E | Y | N | Y | JR | DWELLING:GAIN ACCESS - 1 DOOR - MULTI-POINT | Carpentry and Joinery | Miscellaneous Works | Gain Entry | IT | 83.9666 | Dwelling:Gain access for tenant locked out or for emergency works, including drill out existing cylinder to multipoint locking system touch up decorations, provide new cylinder and two keys. | Dwelling:Gain access for tenant locked out or for emergency works, including drill out existing cylinder to multipoint locking system touch up decorations, provide new cylinder and two keys. | 83.9666
396006 |  | U | N | N | Y | JR | GARAGE:GAIN ACCESS | Carpentry and Joinery | Miscellaneous Works | Gain Entry | NO | 49.5346 | Garage:Gain access for tenant, including force access including redrill for fixing bolts and alter door, provide new lock and collect and return keys to tenant. | Garage:Gain access for tenant, including force access including redrill for fixing bolts and alter door, provide new lock and collect and return keys to tenant. | 49.5346
396008 |  | E | Y | N | Y | JR | DWELLING:GAIN ACCESS - EASY OPTION | Carpentry and Joinery | Miscellaneous Works | Gain Entry | IT | 16.6767 | Dwelling:Gain access for tenant locked out or for emergency works, provide ladders, gain access through open window, or obtain from and later return to Client's offices suited keys for the dwelling. | Dwelling:Gain access for tenant locked out or for emergency works, either provide ladders and gain access through open first floor window, or obtain from and later return to Client's offices a set of suited keys for the dwelling. | 16.6767
396020 |  | U | N | N | Y | JR | KEYSAFE:PROVIDE FOR ACCESS | Carpentry and Joinery | Miscellaneous Works | Gain Entry | NO | 28.3168 | Keysafe:Supply and install permanent proprietary keysafe to Client's property, fixed to walls and make good all finishes. | Keysafe:Supply and install permanent proprietary keysafe to Client's property, fixed to walls and make good all finishes. | 28.3168
396501 |  | U | N | N | Y | JR | EVICTION ATTENDANCE:NO LOCK CHANGE | Carpentry and Joinery | Miscellaneous Works | Eviction Attendance | IT | 16.6767 | Eviction Attendance:Attend dwelling, waiting time to receive instruction from Housing Officer or Bailiff, no lock change required. | Eviction Attendance:Attend dwelling, waiting time to receive instruction from Housing Officer or Bailiff, no lock change required. | 16.6767
396503 |  | U | N | N | Y | JR | EVICTION ATTENDANCE:CHANGE FRONT DOOR MULTIPOINT | Carpentry and Joinery | Miscellaneous Works | Eviction Attendance | IT | 166.7661 | Eviction Attendance:Attend dwelling, waiting time for instructions, force access to front door, splice new piece to door frame, touch up decorations, renew multipoint to door and provide two keys. | Eviction Attendance:Attend dwelling, waiting time to receive instruction from Housing Officer or Bailiff, force access to front door, cut out and splice in new piece to external door frame, touch up decorations, renew multipoint to front door and provide two keys. | 166.7661
396505 |  | U | N | N | Y | JR | EVICTION ATTENDANCE:CHANGE FRONT REAR DOOR MULTI | Carpentry and Joinery | Miscellaneous Works | Eviction Attendance | IT | 314.0761 | Eviction Attendance:Attend dwelling, waiting time for instruction, force access to front, rear doors, splice new pieces to frames, touch up decorations, renew multipoint and two keys to both doors. | Eviction Attendance:Attend dwelling, waiting time to receive instruction from Housing Officer or Bailiff, force access to front and rear doors, cut out and splice in new pieces to external door frames, touch up decorations, renew multipoint to front and rear door and provide two keys to both locks. | 314.0761
396507 |  | U | N | N | Y | JR | EVICTION ATTENDANCE:CHANGE FRONT DOOR LOCKS | Carpentry and Joinery | Miscellaneous Works | Eviction Attendance | IT | 121.2063 | Eviction Attendance:Attend dwelling, waiting time for instruction, force access to front door, splice frame, touch up, renew cylinder rim night latch and 5 lever mortice deadlock with keys complete. | Eviction Attendance:Attend dwelling, waiting time to receive instruction from Housing Officer or Bailiff, force access to front door, cut out and splice in new pieces to external door frame, touch up decorations, renew cylinder rim night latch, keep and pull handle, and 5 lever mortice deadlock, keep and set of escutcheons including altering door as necessary for new locks and provide two new keys for each lock. | 121.2063
396509 |  | U | N | N | Y | JR | EVICTION ATTENDANCE:CHANGE FRONT REAR DOOR LOCKS | Carpentry and Joinery | Miscellaneous Works | Eviction Attendance | IT | 186.152 | Eviction Attendance:Attend, waiting instructions, force access to both doors, splice frames, touch up, renew night latch, 5 lever mortice deadlock to front, 5 lever mortice lock complete to rear. | Eviction Attendance:Attend dwelling, waiting time to receive instruction from Housing Officer or Bailiff, force access to front and rear doors, cut out and splice in new pieces to external door frames, touch up decorations, renew cylinder rim night latch, keep and pull handle, and 5 lever mortice deadlock, keep and set of escutcheons to front door and 5 lever mortice lock, keep and set of anodised aluminium lever handle furniture to rear door including altering doors as necessary for new locks and provide two new keys for each lock. | 186.152
397000 |  | E | Y | N | Y | JR | OPENING:BOARD UP 12MM STERLING OR PLYWOOD ON FRAME | Carpentry and Joinery | Miscellaneous Works | Boarding Up/Nailing Up | SM | 36.4212 | Opening:Board up window or door with 12mm Sterling or plywood board or blockboard, cut to size, on and including 50x75mm sawn softwood frame fixed to brickwork in boarding over opening, leave secure. | Opening:Board up window or door with 12mm Sterling or plywood board or blockboard including cut to size, on and including 50x75mm sawn softwood frame plugged and screwed to brickwork in boarding over window or door opening and leave secure. | 36.4212
397001 |  | E | Y | N | Y | JR | OPENING:BOARD UP WITH 12MM STERLING OR PLYWOOD | Carpentry and Joinery | Miscellaneous Works | Boarding Up/Nailing Up | NO | 40.3393 | Opening:Board up window or door with 12mm Sterling or plywood board or blockboard including cut to size, nail over window or door (NOT to frame) and leave secure (per opening). | Opening:Board up window or door with 12mm Sterling or plywood board or blockboard including cut to size, nail over window or door (NOT to frame) and leave secure (per opening). | 40.3393
397002 |  | E | N | N | Y | JR | GARAGE:BOARD UP WITH 12MM STERLING OR PLYWOOD | Carpentry and Joinery | Miscellaneous Works | Boarding Up/Nailing Up | NO | 77.872 | Garage:Board up garage door with 12mm Sterling or plywood board or blockboard including cut to size, nail over garage door (NOT to frame) and leave secure (per opening). | Garage:Board up garage door with 12mm Sterling or plywood board or blockboard including cut to size, nail over garage door (NOT to frame) and leave secure (per opening). | 77.872
397003 |  | E | N | N | Y | JR | OPENING:REMOVE BOARDING TO OPENINGS | Carpentry and Joinery | Miscellaneous Works | Boarding Up/Nailing Up | NO | 9.8008 | Opening:Remove boarding from window or door opening and make good. Leave property secure including refix boarding if required. | Opening:Remove boarding from window or door opening and make good. Leave property secure including refix boarding if required. | 9.8008
397004 |  | E | N | N | Y | JR | GARAGE:REMOVE BOARDING TO OPENINGS | Carpentry and Joinery | Miscellaneous Works | Boarding Up/Nailing Up | NO | 15.3598 | Garage:Remove boarding from garage door opening and make good. Leave property secure including refix boarding if required. | Garage:Remove boarding from garage door opening and make good. Leave property secure including refix boarding if required. | 15.3598
397005 |  | E | Y | N | Y | JR | OPENING:NAIL UP WINDOW OR DOOR | Carpentry and Joinery | Miscellaneous Works | Boarding Up/Nailing Up | NO | 12.5207 | Opening:Nail up window or door and leave secure. | Opening:Nail up window or door and leave secure. | 12.5207
397007 |  | U | N | N | Y | JR | OPENING:REMOVE NAILS FROM OPENING | Carpentry and Joinery | Miscellaneous Works | Boarding Up/Nailing Up | NO | 6.8163 | Opening:Remove nails from window or door and make good (per window or door). | Opening:Remove nails from window or door and make good (per window or door). | 6.8163
397008 |  | E | Y | N | Y | JR | OPENING:BOARD UP WITH GALVANISED STEEL SHEETING | Carpentry and Joinery | Miscellaneous Works | Boarding Up/Nailing Up | SM | 71.9709 | Opening:Board up window or door with ne 2.5mm galvanised flat steel sheeting, cut to size, on and including 50x75mm sawn softwood frame fixed to brickwork in boarding over opening, leave secure. | Opening:Board up opening with ne 2.5mm galvanised flat steel sheeting screwed to and including 50x75mm sawn softwood framing plugged and screwed to brickwork in boarding over window or door opening and leave secure. | 71.9709
397021 |  | E | Y | N | Y | JR | OPENINGS:SECURITY FULL SCREENS FIRST WEEK | Carpentry and Joinery | Miscellaneous Works | Boarding Up Long Term Voids | IT | 104.4267 | Openings:Provide and install for an open period proprietary metal security screens to cover up to 2 doors, 8 windows, any size, type, take down, refix, leave secure (rate for first week only). | Openings:Provide and install for an open period proprietary metal security screens to cover upto 2 doors and 8 windows, any size and type of opening, take down and refix as required during contract duration of Void Dwelling, leave secure when dwelling unattended and remove and make good on completion including providing security alarm if necessary (applicable to first week only). | 104.4267
397023 |  | E | Y | N | Y | JR | OPENINGS:SECURITY EXTRA WINDOW FIRST WEEK | Carpentry and Joinery | Miscellaneous Works | Boarding Up Long Term Voids | NO | 12.8714 | Openings:Provide and install for an open period an additional proprietary metal security window screen to suit any size and type, take down, refix, leave secure (rate for first week only). | Openings:Provide and install for an open period an additional proprietary metal security window screen to suit any size and type of opening window, take down and refix as required during contract duration of Void Dwelling, leave secure when dwelling unattended and remove and make good on completion (applicable to first week only). | 12.8714
397024 |  | X | N | N | N | JR | OPENINGS:SECURITY EXTRA WINDOW ADDITIONAL HIRE | Carpentry and Joinery | Miscellaneous Works | Boarding Up Long Term Voids | NO | 9.9464 | Openings:Hire and maintenance of one proprietary metal security screen for additional hire period after first week for any window screen (per additional hire week). | Openings:Hire and maintenance of one proprietary metal security window screen to suit any size and type of opening window, for additional hire period beyond the initial hire period of one week (only to be claimed when instructed by the Client Representative as an additional item) including any additional taking down and refixing as required during contract duration of void dwelling, leave secure when dwelling unattended (per week of additional hire to first week). | 9.9464
397025 |  | E | Y | N | Y | JR | OPENINGS:SECURITY EXTRA DOOR FIRST WEEK | Carpentry and Joinery | Miscellaneous Works | Boarding Up Long Term Voids | NO | 21.5008 | Openings:Provide and install for an open period an additional proprietary metal security door screen to suit any size and type, take down, refix, leave secure (rate for first week only). | Openings:Provide and install for an open period an additional proprietary metal security door screen to suit any size and type of door opening, take down and refix as required during contract duration of Void Dwelling leave secure when dwelling unattended and remove and make good on completion (applicable to first week only). | 21.5008
397026 |  | X | N | N | N | JR | OPENINGS:SECURITY EXTRA DOOR ADDITIONAL HIRE | Carpentry and Joinery | Miscellaneous Works | Boarding Up Long Term Voids | NO | 12.8714 | Openings:Hire and maintenance of one proprietary metal security screen for additional hire period after first week for any door screen (per additional hire week). | Openings:Hire and maintenance of one proprietary metal security door screen to suit any size and type of door opening, for additional hire period beyond the initial hire period of one week (only to be claimed when instructed by the Client Representative as an additional item) including any additional taking down and refixing as required during contract duration of void dwelling, leave secure when dwelling unattended (per week of additional hire to first week). | 12.8714
397027 |  | X | N | N | N | JR | OPENINGS:SECURITY FULL SCREENS ADDITIONAL HIRE | Carpentry and Joinery | Miscellaneous Works | Boarding Up Long Term Voids | NO | 42.1214 | Openings:Hire and maintenance of proprietary metal security screens for additional hire period after first week for up to 2 doors and 8 windows (per additional hire week). | Openings:Hire and maintenance of proprietary metal security screens to cover upto 2 doors and 8 windows for additional hire period beyond the initial hire period of one week (only to be claimed when instructed by the Client Representative as an additional item) including any additional taking down and refixing as required during contract duration of void dwelling, leave secure when dwelling unattended including providing security alarm if necessary (per week of additional hire to first week). | 42.1214
397029 |  | E | Y | N | Y | JR | OPENINGS:SECURITY PARTIAL SCREENS FIRST WEEK | Carpentry and Joinery | Miscellaneous Works | Boarding Up Long Term Voids | IT | 82.4892 | Openings:Provide and install for an open period proprietary metal security screens to cover up to 2 doors, 2 windows, any size and type, take down, refix, leave secure (rate for first week only). | Openings:Provide and install for an open period proprietary metal security screens to cover upto 2 doors and 2 windows, any size and type of opening, take down and refix as required during contract duration of Void Dwelling, leave secure when dwelling unattended and remove and make good on completion including providing security alarm if necessary (applicable to first week only). | 82.4892
397031 |  | X | N | N | N | JR | OPENINGS:SECURITY PARTIAL ADDITIONAL HIRE | Carpentry and Joinery | Miscellaneous Works | Boarding Up Long Term Voids | NO | 34.2239 | Openings:Hire and maintenance of proprietary metal security screens for additional hire period after first week for up to 2 doors and 2 windows (per additional hire week). | Openings:Hire and maintenance of proprietary metal security screens to cover upto 2 doors and 2 windows for additional hire period beyond the initial hire period of one week (only to be claimed when instructed by the Client Representative as an additional item) including any additional taking down and refixing as required during contract duration of void dwelling, leave secure when dwelling unattended including providing security alarm if necessary (per week of additional hire to first week). | 34.2239
397033 |  | E | Y | N | Y | JR | OPENINGS:SECURITY INDIVIDUAL FIRST WEEK | Carpentry and Joinery | Miscellaneous Works | Boarding Up Long Term Voids | NO | 52.2133 | Openings:Provide and install for an open period an individual proprietary metal security window or door screen to suit any size and type, take down, refix, leave secure (rate for first week only). | Openings:Provide and install for an open period an individual proprietary metal security window or door screen to suit any size of and type of opening, take down and refix as required during contract duration of Void Dwelling, leave secure when dwelling unattended and remove and make good on completion (applicable to first week only). | 52.2133
397035 |  | X | N | N | N | JR | OPENINGS:SECURITY INDIVIDUAL ADDITIONAL HIRE | Carpentry and Joinery | Miscellaneous Works | Boarding Up Long Term Voids | NO | 12.8714 | Openings:Hire and maintenance of one proprietary metal security screen for additional hire period for any window or door screen (per additional hire week). | Openings:Hire and maintenance of one proprietary metal security window or door screen, for additional hire period beyond the initial hire period of one week (only to be claimed when instructed by the Client Representative as an additional item) including any additional taking down and refixing as required during contract duration of void dwelling, leave secure when dwelling unattended (per week of additional hire to first week). | 12.8714
397555 | New | R | N | N | N | JR | STANDARD PREMISES INFORMATION BOX:PROVIDE | Carpentry and Joinery | Miscellaneous Works | Fire Proof Document Cabinets | NO | 1264.4831 | Standard Premises Information Box:Supply and install aluminium to PA38 with PN-84/11-93699 red powder coated wall mounted standard premises information box, 550x 95 x 475mm high, Fire Service sign. | Standard Premises Information Box:Supply and install aluminium to PA38 with PN-84/11-93699 red powder coated wall mounted standard premises information box, 550x 95 x 475mm high, with aluminium alloy handle, secure by design lock cylinder to EN/303, photoluminescent Fire Service sign, plugged and screwed to wall. | 1264.4831
398001 |  | U | N | N | Y | JR | CLIENT INSPECTION:EXTERNAL JOINERY | Carpentry and Joinery | Miscellaneous Works | Carpentry and Joinery - Client Inspection | IT | 16.6767 | Client Inspection:Undertake client inspection and testing etc. on external joinery and report to Client Representative (any repairs required to be ordered must be instructed by Client Representative). | Client Inspection:Undertake client inspection and testing etc. on external joinery and report to Client Representative (any repairs required to be ordered must be instructed by Client Representative). Not to be claimed in conjunction with associated works. | 16.6767
398003 |  | U | N | N | Y | JR | CLIENT INSPECTION:INTERNAL JOINERY | Carpentry and Joinery | Miscellaneous Works | Carpentry and Joinery - Client Inspection | IT | 16.6767 | Client Inspection:Undertake client inspection and testing etc. on internal joinery and report to Client Representative (any repairs required to be ordered must be instructed by Client Representative). | Client Inspection:Undertake client inspection and testing etc. on internal joinery and report to Client Representative (any repairs required to be ordered must be instructed by Client Representative). Not to be claimed in conjunction with associated works. | 16.6767
411105 |  | R | N | N | N | PT | WALL:RENEW APPLY 3MM SKIM PLASTER IN PATCH | Plasterwork and Other Finishes | Plasterwork, Rendering and Screeds | Plasterwork - Walls | IT | 17.9988 | Wall:Renew defective or apply new skim coat of plaster in patch including hack off existing and renew including all preparation and joints to existing surfaces and remove waste and debris. | Wall:Renew defective or apply new skim coat of plaster in patch including hack off existing and renew including all preparation and joints to existing surfaces and remove waste and debris. | 17.9988
411107 |  | R | N | N | N | PT | WALL:RENEW APPLY 3MM SKIM COAT PLASTER | Plasterwork and Other Finishes | Plasterwork, Rendering and Screeds | Plasterwork - Walls | SM | 14.1075 | Wall:Renew defective or apply new skim coat of plaster including hack off existing and renew including all preparation and joints to existing surfaces and remove waste and debris. | Wall:Renew defective or apply new skim coat of plaster including hack off existing and renew including all preparation and joints to existing surfaces and remove waste and debris. | 14.1075
411113 |  | R | N | N | N | PT | WALL:TWO COATS DUB OUT IN PATCH | Plasterwork and Other Finishes | Plasterwork, Rendering and Screeds | Plasterwork - Walls | IT | 45.7087 | Wall:Float and set to walls in patch including additional coat or dub out as necessary with cement and sand including all labours. | Wall:Two coats (bonding coat and skim coat) including bonding agent as necessary to walls in patch including additional coat or dub out as necessary with cement and sand including all labours and remove waste and debris. | 45.7087
411115 |  | R | N | N | N | PT | WALL:TWO COATS DUB OUT | Plasterwork and Other Finishes | Plasterwork, Rendering and Screeds | Plasterwork - Walls | SM | 39.6817 | Wall:Float and set to walls including additional coat or dub out as necessary with cement and sand including all preparation, labours, and joints to existing surfaces and remove waste and debris. | Wall:Two coats (bonding coat and skim coat) including bonding agent as necessary including additional coat or dub out as necessary with cement and sand including all labours and remove waste and debris. | 39.6817
411121 |  | R | N | N | N | PT | WALL:HACK REPLASTER TWO COATS DUB OUT IN PATCH | Plasterwork and Other Finishes | Plasterwork, Rendering and Screeds | Plasterwork - Walls | IT | 65.1647 | Wall:Hack off plaster, rake out and prepare background, float and set to walls in patch including additional coat or dub out as necessary with cement and sand, all labours, remove spoil. | Wall:Hack off plaster, rake out and prepare background, two coats (bonding coat and skim coat) including bonding agent as necessary to walls in patch including additional coat or dub out as necessary with cement and sand including all labours and remove waste and debris. | 65.1647
411123 |  | R | N | N | N | PT | WALL:HACK REPLASTER TWO COATS DUB OUT | Plasterwork and Other Finishes | Plasterwork, Rendering and Screeds | Plasterwork - Walls | SM | 57.6572 | Wall:Hack off plaster, rake out and prepare background, float and set to walls including additional coat or dub out as necessary with cement and sand including all labours and remove waste and debris. | Wall:Hack off plaster, rake out and prepare background, two coats (bonding coat and skim coat) including bonding agent as necessary to walls including additional coat or dub out as necessary with cement and sand including all labours and remove waste and debris. | 57.6572
411133 |  | R | N | N | N | PT | WALL:TWO COATS BONDING WALL IN PATCH | Plasterwork and Other Finishes | Plasterwork, Rendering and Screeds | Plasterwork - Walls | IT | 28.1909 | Wall:Bond and set to walls in patch including additional coat or dub out as necessary with cement and sand including all labours, and remove waste and debris. | Wall:Two coat (bonding coat and skim coat) including bonding agent as necessary to walls in patch including additional coat or dub out as necessary with cement and sand including all labours and remove waste and debris. | 28.1909
411135 |  | R | N | N | N | PT | WALL:TWO COATS BONDING WALLS | Plasterwork and Other Finishes | Plasterwork, Rendering and Screeds | Plasterwork - Walls | SM | 24.2997 | Wall:Bond and set to walls 12mm thick, including additional coat or dub out as necessary with cement and sand including all labours and remove waste and debris. | Wall:Two coat (bonding coat and skim coat) including bonding agent as necessary to walls 12mm thick, including additional coat or dub out as necessary with cement and sand including all labours and remove waste and debris. | 24.2997
411201 |  | R | N | N | N | PT | WALL:HACK OFF REPLASTER 1.0M BAND | Specialist Treatments | Fungus and Beetle Eradication and DPC Works | Damp Proof Treatment Plasterwork | SM | 67.1383 | Wall:Hack off all plaster to minimum height of 1.00m above new floor level, after treatment works return and replaster ne 25mm thick, fair joint to existing plaster, all as specified. | Wall:Hack off all plaster to minimum height of 1.00m above new floor level, after treatment works return and replaster ne 25mm thick with fair joint to existing plaster, all as specified and remove waste and debris. | 67.1383
411203 |  | R | N | N | N | PT | WALL:HACK OFF RENDER AND SKIM 1.0M BAND | Specialist Treatments | Fungus and Beetle Eradication and DPC Works | Damp Proof Treatment Plasterwork | SM | 77.8462 | Wall:Hack off all plaster to minimum height of 1.00m above new floor level, after damp treatment works, return, apply 2 coat waterproof render and skim ne 25mm thick, as specified. | Wall:Hack off all plaster to minimum height of 1.00m above new floor level, after damp treatment works return, apply 2 coat waterproof render and skim ne 25mm thick with fair joint to existing plaster as specified and remove waste and debris. | 77.8462
411205 |  | R | N | N | N | PT | WALL:DUB OUT 25MM PRIOR REPLASTER | Specialist Treatments | Fungus and Beetle Eradication and DPC Works | Damp Proof Treatment Plasterwork | SM | 25.7919 | Wall:Apply dubbing out coat ne 25mm thick prior to replastering wall, all as specified. | Wall:Apply dubbing out coat ne 25mm thick prior to replastering wall, all as specified. | 25.7919
411207 |  | R | N | N | N | PT | WALL:HACK OFF AND APPLY RENDER | Specialist Treatments | Fungus and Beetle Eradication and DPC Works | Damp Proof Treatment Plasterwork | SM | 51.3105 | Wall:Hack off any type plaster or rendered finish and apply two coat waterproof cement render, finished to receive direct fixed dry lining (dry lining not included) and remove waste and debris. | Wall:Hack off any type plaster or rendered finish and apply two coat waterproof cement render, finished to receive direct fixed dry lining (dry lining not included) and remove waste and debris. | 51.3105
411209 |  | R | N | N | N | PT | WALL:HACK OFF AND APPLY NEW SKIM COAT | Specialist Treatments | Fungus and Beetle Eradication and DPC Works | Damp Proof Treatment Plasterwork | SM | 14.1075 | Wall:Hack off degraded plaster finish coat and apply new plaster skim coat including fair joint to any existing plaster finish and remove waste and debris. | Wall:Hack off degraded plaster finish coat and apply new plaster skim coat including fair joint to any existing plaster finish and remove waste and debris. | 14.1075
411221 | New | R | N | N | N | PT | WALL:HACK OFF VERTICAL DPM PLASTERBOARD SKIM | Specialist Treatments | Fungus and Beetle Eradication and DPC Works | Damp Proof Treatment Plasterwork | SM | 73.3989 | Wall:Hack off and remove all plaster to a minimum height of 1.00m above floor level, remove mould and fungi, install vertical mesh waterproofing, ne 12.5mm plasterboard scrim and 3mm skim plaster | Wall:Hack off and remove all plaster to a minimum height of 1.00m above floor level, make good brickwork, treat surface of brickwork with approved materials in accordance with manufacturer’s technical data sheet to remove mould and fungi, supply and install Permaseal 8 or other equal and approved vertical mesh waterproofing membrane installed in accordance with the manufacturer’s technical data sheet fixed with Permaseal Brick Plugs with pre-fitted sealing washers, drill 10mm holes x 60mm deep in brickwork and screw plugs through membrane to wall with 5mm screws, supply cut and fit ne 12.5mm plasterboard to walls with plaster dot and dabs, including scrim joints and 3mm skim plaster, labours, make good, remove waste and debris | 73.3989
411309 |  | R | N | N | N | PT | WALL:FIX NE 12.5MM PLASTERBOARD SCRIM JOINTS PATCH | Plasterwork and Other Finishes | Plasterwork, Rendering and Screeds | Plasterboard - Walls | IT | 18.5418 | Wall:Supply, cut and fix ne 12.5mm plasterboard to walls in patch including scrim joints, additional support battens, noggins etc. to studding and all labours and remove waste and debris. | Wall:Supply, cut and fix ne 12.5mm plasterboard to walls in patch including scrim joints, additional support battens, noggins etc. to studding and all labours and remove waste and debris. | 18.5418
411311 |  | R | N | N | N | PT | WALL:FIX NE 12.5MM PLASTERBOARD SCRIM JOINTS | Plasterwork and Other Finishes | Plasterwork, Rendering and Screeds | Plasterboard - Walls | SM | 15.0254 | Wall:Supply, cut and fix ne 12.5mm plasterboard to walls and scrim joints, including additional support battens, noggins etc. to studding and all labours and remove waste and debris. | Wall:Supply, cut and fix ne 12.5mm plasterboard to walls and scrim joints, including additional support battens, noggins etc. to studding and all labours and remove waste and debris. | 15.0254
411313 |  | R | N | N | N | PT | WALL:FIX NE 12.5MM PLASTERBOARD 3MM SKIM IN PATCH | Plasterwork and Other Finishes | Plasterwork, Rendering and Screeds | Plasterboard - Walls | IT | 34.4866 | Wall:Supply, cut and fix ne 12.5mm plasterboard to walls in patch including scrim joints and 3mm skim plaster, additional support battens, noggins etc to studding, labours and remove waste and debris. | Wall:Supply, cut and fix ne 12.5mm plasterboard to walls in patch including scrim joints and 3mm skim plaster, additional support battens, noggins etc. to studding, including all labours and remove waste and debris. | 34.4866
411315 |  | R | N | N | N | PT | WALL:FIX NE 12.5MM PLASTERBOARD 3MM SKIM COAT | Plasterwork and Other Finishes | Plasterwork, Rendering and Screeds | Plasterboard - Walls | SM | 28.9275 | Wall:Supply, cut and fix ne 12.5mm plasterboard to walls, scrim joints and 3mm skim plaster to walls, including additional support battens, noggins etc to studding, labours and remove waste and debris | Wall:Supply, cut and fix ne 12.5mm plasterboard to walls, scrim joints and 3mm skim plaster to walls, including additional support battens, noggins etc. to studding, including all labours and remove waste and debris. | 28.9275
411316 |  | R | N | Y | N | PT | WALL:FIX NE 12.5MM PLASTERBOARD TWO COAT FINISH | Plasterwork and Other Finishes | Plasterwork, Rendering and Screeds | Plasterboard - Walls | SM | 39.5825 | Wall:Supply, cut and fix ne 12.5mm plasterboard, scrim joints, one coat bonding plaster and 3mm skim finish plaster to walls, additional support battens, noggins etc, labours, remove waste and debris. | Wall:Supply, cut and fix ne 12.5mm plasterboard to walls, scrim joints and apply one coat of bonding plaster and one coat of 3mm skim finish plaster to walls, including additional support battens, noggins etc. to studding, including all labours and remove waste and debris. | 39.5825
411321 |  | R | N | N | N | PT | WALL:RENEW NE 12.5MM PLASTERBOARD SKIM PATCH | Plasterwork and Other Finishes | Plasterwork, Rendering and Screeds | Plasterboard - Walls | IT | 47.8279 | Wall:Take down plasterboard or lath and plaster to wall, denail studs etc, fix ne 12.5mm plasterboard to wall in patch, scrim joints, 3mm skim plaster, additional battens, noggins etc, all labours. | Wall:Take down plasterboard or lath and plaster to wall, denail studs etc. and prepare, supply, cut and fix ne 12.5mm plasterboard to wall in patch including scrim joints and 3mm skim plaster, additional support battens, noggins etc. to studs including all labours and remove waste and debris. | 47.8279
411323 |  | R | N | N | N | PT | WALL:RENEW NE 12.5MM PLASTERBOARD 3MM SKIM | Plasterwork and Other Finishes | Plasterwork, Rendering and Screeds | Plasterboard - Walls | SM | 37.7929 | Wall:Take down plasterboard or lath and plaster to wall, denail studs etc, fix ne 12.5mm plasterboard to wall, scrim joints, 3mm skim plaster, additional battens etc, all labours, remove spoil. | Wall:Take down plasterboard or lath and plaster to wall, denail studs etc. and prepare, supply, cut and fix ne 12.5mm plasterboard to wall including scrim joints and 3mm skim plaster, additional support battens, noggins etc. to studs including all labours and remove waste and debris. | 37.7929
411325 |  | R | N | N | N | PT | WALL:RENEW DOUBLE PLASTERBOARD 3MM SKIM IN PATCH | Plasterwork and Other Finishes | Plasterwork, Rendering and Screeds | Plasterboard - Walls | IT | 63.5615 | Wall:Take down plasterboard or lath and plaster to wall, denail studs, fix double layer ne 12.5mm plasterboard to wall in patch, scrim joints, 3mm skim plaster, additional battens etc, all labours. | Wall:Take down plasterboard or lath and plaster to wall, denail studs etc. and prepare, supply, cut and fix double layer 9.5mm plasterboard to wall in patch including scrim joints and 3mm skim plaster, additional support battens, noggins etc. to studs including all labours and remove waste and debris. | 63.5615
411327 |  | R | N | N | N | PT | WALL:RENEW DOUBLE PLASTERBOARD 3MM SKIM COAT | Plasterwork and Other Finishes | Plasterwork, Rendering and Screeds | Plasterboard - Walls | SM | 49.0792 | Wall:Take down plasterboard or lath and plaster to wall, denail studs etc, fix double layer ne 12.5mm plasterboard to wall, scrim joints, 3mm skim plaster, additional battens etc, all labours. | Wall:Take down plasterboard or lath and plaster to wall, denail studs etc. and prepare, supply, cut and fix double layer 9.5mm plasterboard to wall including scrim joints and 3mm skim plaster, additional support battens, noggins etc. to studs including all labours and remove waste and debris. | 49.0792
411401 |  | R | N | N | N | PT | WALL:FIX 12.5MM FIRELINE BOARD 3MM SKIM COAT | Plasterwork and Other Finishes | Plasterwork, Rendering and Screeds | Fireline Board - Walls | SM | 30.7527 | Wall:Supply, cut and fix 12.5mm Fireline board to walls, scrim joints, 3mm skim plaster to existing timber stud walls, additional support battens, noggins etc, to studding, all labours, remove debris. | Wall:Supply, cut and fix 12.5mm Fireline board to walls, scrim joints and 3mm skim plaster to existing timber stud walls, including additional support battens, noggins etc, to studding, including all labours and remove waste and debris. | 30.7527
411403 |  | R | N | N | N | PT | WALL:FIX 15MM FIRELINE BOARD 3MM SKIM COAT | Plasterwork and Other Finishes | Plasterwork, Rendering and Screeds | Fireline Board - Walls | SM | 34.2808 | Wall:Supply, cut and fix 15mm Fireline board to walls, scrim joints, 3mm skim plaster to existing timber stud walls, additional support battens, noggins etc., to studding, labours and remove debris. | Wall:Supply, cut and fix 15mm Fireline board to walls, scrim joints and 3mm skim plaster to existing timber stud walls, including additional support battens, noggins etc, to studding, including all labours and remove waste and debris. | 34.2808
413105 |  | R | N | N | N | PT | CEILING:RENEW APPLY SKIM COAT IN PATCH | Plasterwork and Other Finishes | Plasterwork, Rendering and Screeds | Plasterwork - Ceilings | IT | 20.7783 | Ceiling:Hack off existing and renew defective or apply new skim coat of plaster in patch including all joints to existing surfaces and all labours, make good and remove waste and debris. | Ceiling:Hack off existing and renew defective or apply new skim coat of plaster in patch including all joints to existing surfaces and all labours and remove waste and debris. | 20.7783
413107 |  | R | N | N | N | PT | CEILING:RENEW APPLY SKIM COAT | Plasterwork and Other Finishes | Plasterwork, Rendering and Screeds | Plasterwork - Ceilings | SM | 16.8871 | Ceiling:Hack off existing and renew defective or apply new skim coat of plaster including all joints to existing surfaces and all labours, make good and remove waste and debris. | Ceiling:Hack off existing and renew defective or apply new skim coat of plaster including all joints to existing surfaces and all labours and remove waste and debris. | 16.8871
413109 |  | R | N | N | N | PT | CEILING:TWO COATS BONDING IN PATCH | Plasterwork and Other Finishes | Plasterwork, Rendering and Screeds | Plasterwork - Ceilings | IT | 33.3634 | Ceiling:Two coat (bonding coat and skim coat) including bonding agent as necessary to concrete ceiling in patch, apply bonding agent, including all labours and remove waste and debris. | Ceiling:Two coat (bonding coat and skim coat) including bonding agent as necessary to concrete ceiling in patch, apply bonding agent, including all labours and remove waste and debris. | 33.3634
413111 |  | R | N | N | N | PT | CEILING:TWO COATS BONDING | Plasterwork and Other Finishes | Plasterwork, Rendering and Screeds | Plasterwork - Ceilings | SM | 29.4721 | Ceiling:Two coat (bonding coat and skim coat) including bonding agent as necessary coat to concrete ceiling apply bonding agent, including all labours and remove waste and debris. | Ceiling:Two coat (bonding coat and skim coat) including bonding agent as necessary coat to concrete ceiling apply bonding agent, including all labours and remove waste and debris. | 29.4721
413117 |  | R | N | N | N | PT | CEILING:HACK RENEW PLASTER IN PATCH | Plasterwork and Other Finishes | Plasterwork, Rendering and Screeds | Plasterwork - Ceilings | IT | 40.0342 | Ceiling:Hack off defective plaster to ceiling, prepare and replaster ceiling in two coats (bonding and finish) in patch, joints to existing surfaces, all labours, make good, remove waste and debris. | Ceiling:Hack off defective plaster to ceiling, prepare and replaster ceiling in two coats (bonding and finish) in patch, joints to existing surfaces, all labours, make good and remove waste and debris. | 40.0342
413119 |  | R | N | N | N | PT | CEILING:HACK RENEW PLASTER | Plasterwork and Other Finishes | Plasterwork, Rendering and Screeds | Plasterwork - Ceilings | SM | 34.4752 | Ceiling:Hack off defective plaster to ceiling, prepare and replaster ceiling in two coats (bonding and finish), joints to existing surfaces, all labours, make good and remove waste and debris. | Ceiling:Hack off defective plaster to ceiling, prepare and replaster ceiling in two coats (bonding and finish), joints to existing surfaces, all labours, make good and remove waste and debris. | 34.4752
413124 |  | R | N | N | N | PT | CEILING:APPLY 5MM SKIM TO ARTEX | Plasterwork and Other Finishes | Plasterwork, Rendering and Screeds | Plasterwork - Ceilings | SM | 25.3364 | Ceiling:Prepare and apply 5mm skim coat of plaster to existing artex ceiling, apply bonding agent, including all joints to existing surfaces and all labours and remove waste and debris. | Ceiling:Prepare and apply 5mm skim coat of plaster to existing artex ceiling, apply bonding agent, including all joints to existing surfaces and all labours and remove waste and debris. | 25.3364
413305 |  | R | N | N | N | PT | CEILING:FIX NE 12.5MM PLASTERBOARD 3MM SKIM PATCH | Plasterwork and Other Finishes | Plasterwork, Rendering and Screeds | Plasterboard - Ceilings | IT | 37.2659 | Ceiling:Supply, cut and fix ne 12.5mm plasterboard, scrim joints and 3mm skim plaster to ceiling in patch including additional support battens, noggins etc. to joists, including all labours. | Ceiling:Supply, cut and fix ne 12.5mm plasterboard, scrim joints and 3mm skim plaster to ceiling in patch including additional support battens, noggins etc. to joists, including all labours and remove waste and debris. | 37.2659
413307 |  | R | N | N | N | PT | CEILING:FIX NE 12.5MM PLASTERBOARD 3MM SKIM COAT | Plasterwork and Other Finishes | Plasterwork, Rendering and Screeds | Plasterboard - Ceilings | SM | 30.0103 | Ceiling:Supply, cut and fix ne 12.5mm plasterboard, scrim joints and 3mm skim plaster to ceiling, additional support battens, noggins to joists, all labours, make good, remove waste and debris. | Ceiling:Supply, cut and fix ne 12.5mm plasterboard, scrim joints and 3mm skim plaster to ceiling, including additional support battens, noggins to joists, including all labours and remove waste and debris. | 30.0103
413308 |  | R | N | Y | N | PT | CEILING:FIX NE 12.5MM PLASTERBOARD TWO COAT FINISH | Plasterwork and Other Finishes | Plasterwork, Rendering and Screeds | Plasterboard - Ceilings | SM | 44.0298 | Ceiling:Supply, cut and fix ne 12.5mm plasterboard, scrim joints, bonding plaster coat, 3mm skim, additional support battens, noggins etc, to joist, all labours, make good, remove waste and debris. | Ceiling:Supply, cut and fix ne 12.5mm plasterboard, scrim joints and apply one coat of bonding plaster and one coat of 3mm skim finish plaster to ceilings, including additional support battens, noggins etc. to walls, including all labours and remove waste and debris. | 44.0298
413309 |  | R | N | N | N | PT | CEILING:FIX DOUBLE NE 12.5MM PLASTERBOARD IN PATCH | Plasterwork and Other Finishes | Plasterwork, Rendering and Screeds | Plasterboard - Ceilings | IT | 58.5294 | Ceiling:Supply, cut and fix double layer of ne 12.5mm plasterboard to ceiling in patch including scrim joints and 3mm skim plaster, additional support battens etc. to joists, including all labours. | Ceiling:Supply, cut and fix double layer of ne 12.5mm plasterboard to ceiling in patch including scrim joints and 3mm skim plaster, additional support battens, noggins to joists, including all labours and remove waste and debris. | 58.5294
413311 |  | R | N | N | N | PT | CEILING:FIX DOUBLE NE 12.5MM PLASTERBOARD 3MM SKIM | Plasterwork and Other Finishes | Plasterwork, Rendering and Screeds | Plasterboard - Ceilings | SM | 47.4116 | Ceiling:Supply, cut and fix double layer of ne 12.5mm plasterboard to ceiling with scrim joints and 3mm skim plaster including additional support battens etc. to joists, including all labours. | Ceiling:Supply, cut and fix double layer of ne 12.5mm plasterboard to ceiling with scrim joints and 3mm skim plaster including additional support battens, noggins etc. to joists, including all labours and remove waste and debris. | 47.4116
413317 |  | R | N | N | N | PT | CEILING:RENEW NE 12.5MM PLASTERBOARD SKIM IN PATCH | Plasterwork and Other Finishes | Plasterwork, Rendering and Screeds | Plasterboard - Ceilings | IT | 56.7222 | Ceiling:Take down existing ceiling, denail joists, fix ne 12.5mm plasterboard to ceiling in patch, scrim joints, 3mm skim plaster, additional battens, all labours, make good, remove waste and debris. | Ceiling:Take down plasterboard or lath and plaster ceiling, denail joists and prepare, supply, cut and fix ne 12.5mm plasterboard to ceiling in patch including scrim joints and 3mm skim plaster, additional support battens, noggins etc. to joists including all labours and remove waste and debris. | 56.7222
413319 |  | R | N | N | N | PT | CEILING:RENEW NE 12.5MM PLASTERBOARD 3MM SKIM COAT | Plasterwork and Other Finishes | Plasterwork, Rendering and Screeds | Plasterboard - Ceilings | SM | 45.6043 | Ceiling:Take down existing ceiling, denail joists, fix ne 12.5mm plasterboard to ceiling, scrim joints, 3mm skim plaster, additional battens, all labours, make good, remove waste and debris. | Ceiling:Take down plasterboard or lath and plaster ceiling, denail joists and prepare, supply, cut and fix ne 12.5mm plasterboard to ceiling including scrim joints and 3mm skim plaster, additional support battens, noggins etc. to joists including all labours and remove waste and debris. | 45.6043
413321 |  | R | N | N | N | PT | CEILING:RENEW DOUBLE PLASTERBOARD SKIM IN PATCH | Plasterwork and Other Finishes | Plasterwork, Rendering and Screeds | Plasterboard - Ceilings | IT | 69.6472 | Ceiling:Take down existing ceiling, denail joists fix double layer ne 12.5mm plasterboard to ceiling in patch, scrim, 3mm skim, additional battens etc, all labours, make good, remove waste and debris. | Ceiling:Take down plasterboard or lath and plaster ceiling, denail joists and prepare, supply, cut and fix double layer ne 12.5mm plasterboard to ceiling in patch with scrim joints and 3mm skim plaster, additional support battens, noggins etc. to joists including all labours and remove waste and debris. | 69.6472
413323 |  | R | N | N | N | PT | CEILING:RENEW DOUBLE PLASTERBOARD 3MM SKIM COAT | Plasterwork and Other Finishes | Plasterwork, Rendering and Screeds | Plasterboard - Ceilings | SM | 55.7501 | Ceiling:Take down existing ceiling, denail joists fix double layer ne 12.5mm plasterboard to ceiling, scrim joints, 3mm skim, additional battens etc, all labours, make good, remove waste and debris. | Ceiling:Take down plasterboard or lath and plaster ceiling, denail joists and prepare, supply, cut and fix double layer ne 12.5mm plasterboard to ceiling with scrim joints and 3mm skim plaster, additional support battens, noggins etc. to joists including all labours and remove waste and debris. | 55.7501
413325 |  | R | N | N | N | PT | CEILING:OVERLAY NE 12.5MM PLASTERBOARD 3MM SKIM | Plasterwork and Other Finishes | Plasterwork, Rendering and Screeds | Plasterboard - Ceilings | SM | 34.4866 | Ceiling:Prepare existing ceiling and overlay with ne 12.5mm plasterboard nailed to joists, all necessary packings, noggins etc 3mm skim plaster, all labours, make good, remove waste and debris. | Ceiling:Prepare existing ceiling and overlay with ne 12.5mm plasterboard nailed to joists including all necessary packings, battens, noggins etc. to ensure line and level, scrim joints, 3mm skim plaster including all labours and remove waste and debris. | 34.4866
413327 |  | U | N | N | Y | PT | CEILING:REMOVE COLLAPSED AFTER WATER DAMAGE | Plasterwork and Other Finishes | Plasterwork, Rendering and Screeds | Plasterboard - Ceilings | SM | 26.6816 | Ceiling:Attend dwelling, remove collapsed water damaged and take down any remaining damaged ceiling, denail joists, prepare for new plasterboard, remove waste and debris (new ceiling separate item). | Ceiling:Attend dwelling and remove any type of collapsed water damaged plastered ceiling including taking down any remaining damaged ceiling, denail joists and prepare joist to receive new plasterboard to be installed when all drying out complete, clean up and bag debris, remove waste and debris (new ceiling to be claimed seperately). | 26.6816
413329 |  | U | N | N | Y | PT | CEILING:TAKE DOWN AFTER WATER DAMAGE | Plasterwork and Other Finishes | Plasterwork, Rendering and Screeds | Plasterboard - Ceilings | SM | 19.455 | Ceiling:Attend dwelling, take down water damaged ceiling, denail joists and prepare for new plasterboard, make good, remove waste and debris (new ceiling to be claimed seperately). | Ceiling:Attend dwelling and take down any type of water damaged plastered ceiling including denail joists and prepare joist to receive new plasterboard to be installed when all drying out complete, remove waste and debris (new ceiling to be claimed seperately). | 19.455
413351 | New | U | N | N | Y | PT | CEILING:REPAIR HOLE FOR HALF HOUR FIRE RATING | Plasterwork and Other Finishes | Plasterwork, Rendering and Screeds | Plasterboard - Ceilings | NO | 29.0567 | Ceiling:Repair hole in existing ceiling to achieve half hour fire rating, supply and fit timber noggins and 12.5mm fireline plasterboard in patch ne 1sm, decorate, make good, remove waste, debris. | Ceiling:Repair hole in existing ceiling to achieve half hour fire rating, cut back existing plasterboard to expose joists, supply and fit timber noggins, and 12.5mm fireline plasterboard in patch ne 1sm, dry line, decorate with two coats of emulsion, make good, remove waste and debris. | 29.0567
413501 |  | R | N | N | N | PT | CEILING:RENEW 12.5MM FIRELINE BOARD 3MM SKIM COAT | Plasterwork and Other Finishes | Plasterwork, Rendering and Screeds | Fireline Board - Ceilings | SM | 55.4797 | Ceiling:Take down plasterboard or lath and plaster ceiling, denail, fix 12.5mm Fireline board, 3mm skim plaster, additional support battens etc., all labours, make good, remove waste and debris. | Ceiling:Take down plasterboard or lath and plaster ceiling, denail joists and prepare, supply, cut and fix 12.5mm Fireline board to ceiling including scrim joints and 3mm skim plaster, additional support battens, noggins etc. to joists including all labours and remove waste and debris. | 55.4797
413503 |  | R | N | N | N | PT | CEILING:RENEW 15MM FIRELINE BOARD 3MM SKIM COAT | Plasterwork and Other Finishes | Plasterwork, Rendering and Screeds | Fireline Board - Ceilings | SM | 57.34 | Ceiling:Take down plasterboard or lath and plaster ceiling, denail, fix 15mm Fireline board, 3mm skim plaster, additional support battens etc., all labours, make good, remove waste and debris. | Ceiling:Take down plasterboard or lath and plaster ceiling, denail joists and prepare, supply, cut and fix 15mm Fireline board to ceiling including scrim joints and 3mm skim plaster, additional support battens, noggins etc. to joists including all labours and remove waste and debris. | 57.34
413505 |  | R | N | N | N | PT | CEILING:FIX DOUBLE 15MM FIRELINE BOARD + SKIM COAT | Plasterwork and Other Finishes | Plasterwork, Rendering and Screeds | Fireline Board - Ceilings | SM | 64.421 | Ceiling:Supply, cut and fix double layer 15mm Fireline board, scrim joints, 3mm skim plaster to ceiling, including additional support battens, noggins to joists and remove waste and debris. | Ceiling:Supply, cut and fix double layer 15mm Fireline board, scrim joints and 3mm skim plaster to ceiling, including additional support battens, noggins to joists, including all labours and remove waste and debris. | 64.421
415001 |  | R | N | N | N | PT | PLASTER REPAIR:REPAIR CRACKS AROUND FRAME | Plasterwork and Other Finishes | Plasterwork, Rendering and Screeds | Plasterwork Repairs and Sundry Items | LM | 9.3965 | Plaster Repair:Repair cracks around door and window frame including hack out loose plaster and make good with plaster including make good decorations and remove waste and debris. | Plaster Repair:Repair cracks around door and window frame including hack out loose plaster and make good with plaster including make good decorations and remove waste and debris. | 9.3965
415003 |  | R | N | N | N | PT | PLASTER REPAIR:RENEW REVEAL TO FRAME | Plasterwork and Other Finishes | Plasterwork, Rendering and Screeds | Plasterwork Repairs and Sundry Items | LM | 12.3931 | Plaster Repair:Renew plastered reveal complete to any door or window frame, hack off defective plaster, render and set, remake arris, joints to existing, make good decorations and remove spoil. | Plaster Repair:Renew plastered reveal complete to any door or window frame including hack off defective plaster, render and set to existing, remake arris and all joints to existing, make good decorations and remove waste and debris. | 12.3931
415005 |  | R | N | N | N | PT | PLASTER REPAIR:REPAIR CRACKS AROUND FITTING | Plasterwork and Other Finishes | Plasterwork, Rendering and Screeds | Plasterwork Repairs and Sundry Items | LM | 5.9797 | Plaster Repair:Repair crack around any fitting, including hack out loose plaster and make good with plaster. | Plaster Repair:Repair crack around any fitting, including hack out loose plaster and make good with plaster. | 5.9797
415011 |  | R | N | N | N | PT | PLASTER REPAIR:RENEW PLASTER BAND | Plasterwork and Other Finishes | Plasterwork, Rendering and Screeds | Plasterwork Repairs and Sundry Items | LM | 11.7026 | Plaster Repair:Cut out defective plaster and make good with plaster to match existing upto 300mm wide including all joints to existing surfaces and adjacent fittings and remove waste and debris. | Plaster Repair:Cut out defective plaster and make good with plaster to match existing upto 300mm wide including all joints to existing surfaces and adjacent fittings and remove waste and debris. | 11.7026
415013 |  | R | N | N | N | PT | PLASTER REPAIR:REPAIR CRACK TO WALL OR CEILING | Plasterwork and Other Finishes | Plasterwork, Rendering and Screeds | Plasterwork Repairs and Sundry Items | LM | 13.177 | Plaster Repair:Repair cracks to wall or ceiling plaster, cut out cracks and apply finish plaster, trowel off flush with existing surfaces. | Plaster Repair:Repair cracks to wall or ceiling plaster, cut out cracks and apply finish plaster, trowel off flush with existing surfaces. | 13.177
415015 |  | R | N | N | N | PT | PLASTER REPAIR:RENEW METAL PROFILE BEAD | Plasterwork and Other Finishes | Plasterwork, Rendering and Screeds | Plasterwork Repairs and Sundry Items | LM | 12.1642 | Plaster Repair:Renew any type of expanded metal profile bead in conjunction with plasterwork repairs. | Plaster Repair:Renew any type of expanded metal profile bead in conjunction with plasterwork repairs. | 12.1642
415017 |  | R | N | N | N | PT | PLASTER REPAIR:MAKE GOOD AROUND PIPE ETC | Plasterwork and Other Finishes | Plasterwork, Rendering and Screeds | Plasterwork Repairs and Sundry Items | NO | 7.7003 | Plaster Repair:Make good any type of plasterwork around any size or type of pipe, radiator brackets, other projections etc. (only to be claimed where not part of schedule item for make good etc.). | Plaster Repair:Make good any type of plasterwork around any size or type of pipe, radiator brackets, other projections etc. (only to be claimed where not part of schedule item for make good etc.). | 7.7003
415019 |  | R | N | N | N | PT | PLASTER REPAIR:RENEW PLASTER VENT | Plasterwork and Other Finishes | Plasterwork, Rendering and Screeds | Plasterwork Repairs and Sundry Items | NO | 27.8254 | Plaster Repair:Renew or fix new plaster vent any size ne 225x150mm with flyscreen including remove existing and fix new to wall incl all make good. | Plaster Repair:Renew or fix new plaster vent any size ne 225x150mm with flyscreen including remove existing and fix new to wall incl all making good. | 27.8254
415021 |  | R | N | N | N | PT | WALL:REMOVE ARTEX FINISHES | Specialist Treatments | Artex Removal | Removal of Artex Finishes | SM | 9.45 | Wall:Remove artex textured coating from walls, provide HSG 210 protection, including all making good and remove waste and debris. | Wall:Remove artex textured coating from walls, provide HSG 210 protection, including all making good and remove waste and debris. | 9.45
421001 |  | R | N | N | N | PT | WALL:HACK OFF RENDER IN PATCH | Plasterwork and Other Finishes | Plasterwork, Rendering and Screeds | Sand and Cement Render | IT | 27.7945 | Wall:Hack off any thickness of render from walls in patch, rake out and prepare brickwork or blockwork to receive rendering and remove waste and debris. | Wall:Hack off any thickness of render from walls in patch, rake out and prepare brickwork or blockwork to receive rendering and remove waste and debris. | 27.7945
421003 |  | R | N | N | N | PT | WALL:HACK OFF RENDER | Plasterwork and Other Finishes | Plasterwork, Rendering and Screeds | Sand and Cement Render | SM | 22.2356 | Wall:Hack off any thickness of render from walls, rake out and prepare brickwork or blockwork to receive rendering and remove waste and debris. | Wall:Hack off any thickness of render from walls, rake out and prepare brickwork or blockwork to receive rendering and remove waste and debris. | 22.2356
421021 |  | R | N | N | N | PT | WALL:APPLY SMOOTH RENDER DUB OUT IN PATCH | Plasterwork and Other Finishes | Plasterwork, Rendering and Screeds | Sand and Cement Render | IT | 38.0452 | Wall:Apply 12mm cement and sand render (1:3) with waterproofing agent to external walls in patch trowelled smooth, dub out as necessary with cement and sand including all labours. | Wall:Apply 12mm cement and sand render (1:3) with waterproofing agent to external walls in patch trowelled smooth, dub out as necessary with cement and sand including all preparation, labours and remove waste and debris. | 38.0452
421022 |  | R | N | Y | N | PT | WALL:APPLY ROUGHCAST RENDER DUB OUT IN PATCH | Plasterwork and Other Finishes | Plasterwork, Rendering and Screeds | Sand and Cement Render | IT | 48.3247 | Wall:Apply 12mm cement and sand render (1:3) with waterproofing agent to external walls in patch with roughcast finish, dub out with cement and sand, all preparation, labours, remove waste and debris. | Wall:Apply 12mm cement and sand render (1:3) with waterproofing agent to external walls in patch with roughcast finish, dub out as necessary with cement and sand including all preparation, labours and remove waste and debris. | 48.3247
421023 |  | R | N | N | N | PT | WALL:APPLY SMOOTH RENDER DUB OUT | Plasterwork and Other Finishes | Plasterwork, Rendering and Screeds | Sand and Cement Render | SM | 33.8144 | Wall:Apply 12mm cement and sand render (1:3) with waterproofing agent to external walls trowelled smooth, dub out as necessary with cement and sand, including all labours and remove waste and debris. | Wall:Apply 12mm cement and sand render (1:3) with waterproofing agent to external walls trowelled smooth, dub out as necessary with cement and sand, including all preparation, labours and remove waste and debris. | 33.8144
421024 |  | R | N | Y | N | PT | WALL:APPLY ROUGHCAST RENDER DUB OUT | Plasterwork and Other Finishes | Plasterwork, Rendering and Screeds | Sand and Cement Render | SM | 42.8188 | Wall:Apply 12mm cement and sand render (1:3) with waterproofing agent to external walls with roughcast finish, dub out with cement and sand, all preparation, labours and remove waste and debris. | Wall:Apply 12mm cement and sand render (1:3) with waterproofing agent to external walls with roughcast finish, dub out as necessary with cement and sand, including all preparation, labours and remove waste and debris. | 42.8188
421025 |  | R | N | N | N | PT | WALL:APPLY WET DASH RENDER DUB OUT IN PATCH | Plasterwork and Other Finishes | Plasterwork, Rendering and Screeds | Sand and Cement Render | IT | 48.1084 | Wall:Apply 12mm cement and sand render (1:3) with waterproofing agent and wet dash finish to external walls in patch, dub out as necessary with cement and sand, including all labours. | Wall:Apply 12mm cement and sand render (1:3) with waterproofing agent and wet dash finish to external walls in patch, dub out as necessary with cement and sand, including all labours and remove waste and debris. | 48.1084
421027 |  | R | N | N | N | PT | WALL:APPLY WET DASH RENDER DUB OUT | Plasterwork and Other Finishes | Plasterwork, Rendering and Screeds | Sand and Cement Render | SM | 45.3872 | Wall:Apply 12mm cement and sand render (1:3) with waterproofing agent and wet dash finish to external walls, dub out as necessary with cement and sand, including all labours. | Wall:Apply 12mm cement and sand render (1:3) with waterproofing agent and wet dash finish to external walls, dub out as necessary with cement and sand, including all labours and remove waste and debris. | 45.3872
421029 |  | R | N | N | N | PT | WALL:APPLY DRY DASH RENDER DUB OUT IN PATCH | Plasterwork and Other Finishes | Plasterwork, Rendering and Screeds | Sand and Cement Render | IT | 56.751 | Wall:Apply 12mm cement and sand render (1:3) with waterproofing agent and dry dash finish to external walls in patch, dub out as necessary with cement and sand, including all labours. | Wall:Apply 12mm cement and sand render (1:3) with waterproofing agent and dry dash finish to external walls in patch, dub out as necessary with cement and sand, including all labours and remove waste and debris. | 56.751
421031 |  | R | N | N | N | PT | WALL:APPLY DRY DASH RENDER DUB OUT | Plasterwork and Other Finishes | Plasterwork, Rendering and Screeds | Sand and Cement Render | SM | 52.0579 | Wall:Apply 12mm cement and sand render (1:3) with waterproofing agent and dry dash finish to external walls, dub out as necessary with cement and sand, including all labours. | Wall:Apply 12mm cement and sand render (1:3) with waterproofing agent and dry dash finish to external walls, dub out as necessary with cement and sand, including all labours and remove waste and debris. | 52.0579
421033 |  | R | N | N | N | PT | WALL:APPLY DECORATIVE RENDER DUB IN PATCH | Plasterwork and Other Finishes | Plasterwork, Rendering and Screeds | Sand and Cement Render | IT | 51.5782 | Wall:Apply 12mm cement and sand render (1:3) with waterproofing agent to external walls in patch with Decorative finish, dub out as necessary with cement and sand, including all labours. | Wall:Apply 12mm cement and sand render (1:3) with waterproofing agent to external walls in patch including 'Decorative' finish, dub out as necessary with cement and sand, including all labours and remove waste and debris. | 51.5782
421035 |  | R | N | N | N | PT | WALL:APPLY DECORATIVE RENDER DUB | Plasterwork and Other Finishes | Plasterwork, Rendering and Screeds | Sand and Cement Render | SM | 45.68 | Wall:Apply 12mm cement and sand render (1:3) with waterproofing agent to external walls with Decorative finish, dub out as necessary with cement and sand and all labours. | Wall:Apply 12mm cement and sand render (1:3) with waterproofing agent to external walls including 'Decorative' finish, dub out as necessary with cement and sand all labours and remove waste and debris. | 45.68
421401 | New | R | N | Y | N | SP | DPM TANKING:LAY EPOXY RESIN IN WET ROOM | Wall and Floor Tile and Sheet Finishes | Wall and Floor Finishes | DPM Tanking | SM | 14.5796 | DPM Tanking:Supply and lay Ardex DPM 1C or other equal and approved epoxy resin membrane to wet room floor, clean sub-floor, mix, lay in accordance with the manufacturer's technical data sheet. | DPM Tanking:Supply and lay Ardex DPM 1C or other equal and approved two part pre-gauged epoxy resin damp proof membrane to receive wet room flooring, clean sub-floor, mix components and lay evenly strictly in accordance with the manufacturer's technical data sheet by trowel and roll off, all labours, make good, remove waste and debris. | 14.5796
421403 | New | R | N | Y | N | SP | DPM TANKING:LAY SYSTEM TO WET ROOM FLOOR | Wall and Floor Tile and Sheet Finishes | Wall and Floor Finishes | DPM Tanking | SM | 18.2833 | DPM Tanking:Supply and lay Ardex WPC or other equal and approved flexible waterproof membrane to wet room floor, clean sub-strata, mix, lay in accordance with the manufacturer's technical data sheet. | DPM Tanking:Supply and lay Ardex WPC or other equal and approved two part flexible rapid drying waterproof protection membrane to receive wet room flooring, clean sub-floor, apply self adhesive mesh tape to joints between floor and walls, and to any sub-strata boarding, insulation or lining, mix and apply one coat of components to seal joints and fill holes, leave to dry, mix components and lay two coats evenly strictly in accordance with the manufacturer's technical data sheet by roller, all labours, make good, remove waste and debris. | 18.2833
421405 | New | R | N | Y | N | SP | DPM TANKING:APPLY SYSTEM TO WET ROOM WALLS | Wall and Floor Tile and Sheet Finishes | Wall and Floor Finishes | DPM Tanking | SM | 19.0268 | DPM Tanking:Supply and apply Ardex WPC or other equal and approved flexible membrane to wet room walls, clean sub-strata, mix, apply in accordance with the manufacturer's technical data sheet. | DPM Tanking:Supply and apply Ardex WPC or other equal and approved two part flexible rapid drying waterproof protection membrane to receive wet room tiling, clean sub-strata, apply self adhesive mesh tape to joints between floor and walls, and to any sub-strata boarding, insulation or lining, mix and apply one coat of components to seal joints and fill holes, leave to dry, mix components and apply two coats evenly strictly in accordance with the manufacturer's technical data sheet by roller, all labours, make good, remove waste and debris. | 19.0268
421407 | New | R | N | Y | N | SP | DPM TANKING:INSTALL KIT TO WETROOM | Wall and Floor Tile and Sheet Finishes | Wall and Floor Finishes | DPM Tanking | SM | 52.7749 | DPM Tanking:Supply and install proprietary preformed flexible self adhesive waterproof membrane, 1mm rubbersided waterproof layer, preformed corners, primer, jointing compound, tape joints, make good. | DPM Tanking:Supply and install proprietary preformed flexible self adhesive waterproof membrane comprising 1mm rubbersided waterproof layer incorporating fabric mesh, completed with preformed internal corners, laid to floor sub-strata of wetroom or bathroom, apply primer, cut and lay membrane, dress up wall, joint with proprietary jointing compound, and tape joints, make good, leave ready to receive shower tray or flooring, and remove waste and debris. (bathroom free of all appliances) | 52.7749
421409 | New | R | N | Y | N | SP | DPM TANKING:RENEW KIT TO WETROOM | Wall and Floor Tile and Sheet Finishes | Wall and Floor Finishes | DPM Tanking | SM | 56.9441 | DPM Tanking:Take up any type of bathroom flooring, prepare, supply, install preformed flexible self adhesive waterprrof membrane, preformed corners, primer, jointing compound, tape joints, make good | DPM Tanking:Take up any type of existing flooring and membrane to wetroom or bathroom, clear off, and prepare subs-strata to receive and supply and install proprietary preformed flexible self adhesive waterprrof membrane comprising 1mm rubbersided waterproof layer incorporating fabric mesh, completed with preformed internal corners, apply primer, cut and lay membrane, dress up wall, joint with proprietary jointing compound, and tape joints, make good, leave ready to receive shower tray or flooring, and remove waste and debris. (bathroom free of all appliances) | 56.9441
423001 |  | R | N | N | N | PT | RENDER REPAIRS:REPAIR CRACK | Plasterwork and Other Finishes | Plasterwork, Rendering and Screeds | Render Repairs and Sundry Items | LM | 12.3931 | Render Repairs:Repair crack in any external render including carefully hack out and make good with cement and sand including applying finish to match existing, and remove waste and debris. | Render Repairs:Repair crack in any external render including carefully hack out and make good with cement and sand including applying finish to match existing. | 12.3931
423003 |  | R | N | N | N | PT | RENDER REPAIRS:REPAIR CRACK AROUND FRAME | Plasterwork and Other Finishes | Plasterwork, Rendering and Screeds | Render Repairs and Sundry Items | LM | 17.185 | Render Repairs:Repair cracks to render and applied finishes around door or window frame including hack out loose render and make good including make good sealant joint to frame. | Render Repairs:Repair cracks to render and applied finishes around door or window frame including hack out loose render and make good including make good sealant joint to frame. | 17.185
423005 |  | R | N | N | N | PT | RENDER REPAIRS:RENEW REVEAL TO FRAME | Plasterwork and Other Finishes | Plasterwork, Rendering and Screeds | Render Repairs and Sundry Items | LM | 20.409 | Render Repairs:Renew rendered door or window frame reveal complete, hack off external finish, remake arris and rerender, dubbing out and waterproofing agent, make good applied finishes, remove spoil. | Render Repairs:Renew rendered door or window frame reveal complete including hack off external finish, remake arris and rerender including any dubbing out and waterproofing agent and make good applied finishes and remove waste and debris. | 20.409
423007 |  | R | N | N | N | PT | RENDER REPAIRS:RENEW BELLCAST FEATURE | Plasterwork and Other Finishes | Plasterwork, Rendering and Screeds | Render Repairs and Sundry Items | LM | 21.2397 | Render Repairs:Renew bellcast to any render over openings or above damp course, hack off, fix bellcast bead and form bellcast externally and remove waste and debris. | Render Repairs:Renew bellcast to any render over openings or above damp course, hack off, fix bellcast bead and form bellcast externally and remove waste and debris. | 21.2397
423009 |  | R | N | Y | N | PT | DWELLING REPAIR:MAKE GOOD AROUND PIPE ETC | Plasterwork and Other Finishes | Plasterwork, Rendering and Screeds | Render Repairs and Sundry Items | IT | 21.5154 | Dwelling:Make good external render around any pipe, brackets, other projections and the like, fill holes, make good render, (only to be claimed where not part of another schedule item) (Per Dwelling). | Dwelling:Make good any type of external render around any size or type of pipe, brackets, other projections and the like, fill holes and make good small areas and other defects with render to match existing (only to be claimed where not part of schedule item for make good etc.). (Per Dwelling). | 21.5154
425001 |  | R | N | N | N | PT | CEILING:APPLY ARTEX TYPE FINISH | Plasterwork and Other Finishes | Plasterwork, Rendering and Screeds | Coatings to Ceilings | SM | 14.1251 | Ceiling:Prepare and apply Artex type textured coating with stipple or comb finish to ceiling including caulk joints in plasterboard and or cracks in plaster finish. | Ceiling:Prepare and apply Artex type textured coating with stipple or comb finish to ceiling including caulk joints in plasterboard and or cracks in plaster finish. | 14.1251
425002 |  | R | N | N | N | PT | CEILING:APPLY ARTEX TYPE FINISH IN PATCH | Plasterwork and Other Finishes | Plasterwork, Rendering and Screeds | Coatings to Ceilings | IT | 13.0483 | Ceiling:Prepare and apply Artex type textured coating with stipple or comb finish to ceiling in patch, caulk joints in plasterboard and or cracks in plaster finish, prime as necessary, make good. | Ceiling:Prepare and apply Artex type textured coating with stipple or comb finish to ceiling in patch including caulk joints in plasterboard and or cracks in plaster finish, prime as necessary and make good to match existing. | 13.0483
425003 |  | R | N | N | N | PT | CEILING:REMOVE ARTEX FINISH | Specialist Treatments | Artex Removal | Removal of Artex Finishes | SM | 12.2296 | Ceiling:Remove artex textured coating from ceiling, provide HSG 210 protection, including all making good and remove waste and debris. | Ceiling:Remove artex textured coating from ceiling, provide HSG 210 protection, including all making good and remove waste and debris. | 12.2296
425005 |  | U | N | N | Y | PT | TEST:SAMPLE OF ARTEX | Specialist Treatments | Artex Removal | Removal of Artex Finishes | IT | 12.285 | Test:Collect sample of artex texture coating removed from ceiling or walls, arrange and test asbestos content, provide Client Representative with written report. | Test:Collect sample of artex texture coating removed from ceiling or walls, arrange and test asbestos content, provide Client Representative with written report. | 12.285
427003 |  | R | N | Y | N | PT | WALL:DRY LINE NE 12.5MM PLASTERBOARD PADS AND DABS | Plasterwork and Other Finishes | Plasterwork, Rendering and Screeds | Dry Lining | SM | 42.0296 | Wall:Strip existing walls, clean down mould, fungi, line wall with ne 12.5mm plasterboard fixed to plaster pads, dabs in accordance with manufacturers technical data sheet, make good, remove debris. | Wall:Strip existing wall, thoroughly clean down mould and fungi from any affected areas, remove any coving and line wall with ne 12.5mm plasterboard fixed to plaster pads and dabs in accordance with manufacturers technical data sheet including all filling and jointing, disconnect, remove and refix on re-aligned boxes with extended fixing screws any socket outlets, switch plates and the like, remove and later refix all skirtings, dado rails and the like and make good on completion and remove waste and debris. | 42.0296
427004 |  | R | N | Y | N | PT | WALL:DRY LINE NE 12.5MM PLASTERBOARD SKIM | Plasterwork and Other Finishes | Plasterwork, Rendering and Screeds | Dry Lining | SM | 51.6902 | Wall:Strip existing walls, clean down mould, fungi, line wall with ne 12.5mm plasterboard fixed to plaster pads, dabs, as manufacturers technical data sheet, 3mm skim coat, make good, remove debris. | Wall:Strip existing wall, thoroughly clean down mould and fungi from any affected areas, remove any coving and line wall with ne 12.5mm plasterboard fixed to plaster pads and dabs in accordance with manufacturers technical data sheet including all filling and jointing, disconnect, remove and refix on re-aligned boxes with extended fixing screws any socket outlets, switch plates and the like, apply 3mm skim coat of plaster, remove and later refix all skirtings, dado rails and the like and make good on completion and remove waste and debris. | 51.6902
427005 |  | R | N | Y | N | PT | CEILING:DRY LINE 12.5MM THERMALBOARD | Plasterwork and Other Finishes | Plasterwork, Rendering and Screeds | Dry Lining | SM | 84.7316 | Ceiling:Strip existing ceiling, clean down mould and fungi, remove coving, fix 50x25mm treated softwood battens, line ceilings with 12.5mm plasterboard faced thermal board, make good. | Ceiling:Strip existing ceiling, thoroughly clean down mould and fungi from affected areas, remove any coving, supply and fix 50x25mm treated softwood battens at 600mm centres including any necessary packing, plugging and screwing, line ceilings with 12.5mm plasterboard faced thermal board screwed to battens including filling and jointing, disconnect and remove ceiling roses and refix on re-aligned boxes and fit extended fixing fixing screws and remove waste and debris. | 84.7316
427007 |  | R | N | Y | N | PT | CEILING:DRY LINE 25MM THERMALBOARD | Plasterwork and Other Finishes | Plasterwork, Rendering and Screeds | Dry Lining | SM | 115.7887 | Ceiling:Strip existing ceiling, clean down mould and fungi, remove coving, fix 50x25mm treated softwood battens, line ceilings with 25mm plasterboard faced thermal board, make good. | Ceiling:Strip existing ceiling, thoroughly clean down mould and fungi from affected areas, remove any coving, supply and fix 50x25mm treated softwood battens at 600mm centres including any necessary packing, plugging and screwing, line ceilings with 25mm plasterboard faced thermal board screwed to battens including filling and jointing, disconnect and remove ceiling roses and refix on re-aligned boxes and fit extended fixing screws and remove waste and debris. | 115.7887
427009 |  | R | N | Y | N | PT | WALL:DRY LINE 25MM THERMALBOARD | Plasterwork and Other Finishes | Plasterwork, Rendering and Screeds | Dry Lining | SM | 86.8358 | Wall:Strip existing walls, clean down mould and fungi, line walls with 25mm nominal plasterboard faced thermal board in accordance with manufacturers technical data sheet, make good, remove spoil. | Wall:Strip existing walls, thoroughly clean down mould and fungi from affected areas, remove and later refix all skirtings, dado rails and the like, line walls with 25mm nominal plasterboard faced thermal board solidly adhered to background in accordance with manufacturers technical data sheet including filling and jointing, disconnect and remove socket outlets and or switches and refix on re-aligned boxes and fit extended fixing screws and remove waste and debris. | 86.8358
427011 |  | R | N | Y | N | PT | WALL:DRY LINE 45MM THERMALBOARD | Plasterwork and Other Finishes | Plasterwork, Rendering and Screeds | Dry Lining | SM | 115.9731 | Wall:Strip existing walls, clean down mould and fungi, line walls with 45mm nominal plasterboard faced thermal board in accordance with manufacturers technical data sheet, make good, remove spoil. | Wall:Strip existing walls, thoroughly clean down mould and fungi from affected areas, remove and later refix all skirtings, dado rails and the like, line walls with 45mm nominal plasterboard faced thermal board solidly adhered to background in accordance with manufacturers technical data sheet including filling and jointing, disconnect and remove socket outlets and or switches and refix on re-aligned boxes and fit extended fixing screws and remove waste and debris. | 115.9731
429001 |  | R | N | Y | N | PT | COVING:FIX PLASTER COVING | Plasterwork and Other Finishes | Plasterwork, Rendering and Screeds | Plaster Coving | LM | 12.9715 | Coving:Supply and fix new Gyproc plaster coving ne 150mm girth. | Coving:Supply and fix new Gyproc plaster coving ne 150mm girth. | 12.9715
429003 |  | R | N | N | N | PT | COVING:REFIX PLASTER COVING | Plasterwork and Other Finishes | Plasterwork, Rendering and Screeds | Plaster Coving | LM | 8.9233 | Coving:Remove, set aside and refix Gyproc plaster coving ne 150mm girth. | Coving:Remove, set aside and refix Gyproc plaster coving ne 150mm girth. | 8.9233
430001 |  | R | N | N | N | PT | CLIENT INSPECTION:PLASTERWORK OR TILING | Plasterwork and Other Finishes | Plasterwork, Rendering and Screeds | Plasterwork and Tiling - Client Inspection | IT | 16.6767 | Client Inspection:Undertake client inspection and testing etc. on plasterwork or tiling and report to Client Representative (any repairs required to be ordered must be instructed by Client Rep). | Client Inspection:Undertake client inspection and testing etc. on plasterwork or tiling and report to Client Representative (any repairs required to be ordered must be instructed by Client Representative). Not to be claimed in conjunction with associated works. | 16.6767
431003 |  | R | N | N | N | WF | WALL TILES:HACK OFF AND MAKE GOOD | Wall and Floor Tile and Sheet Finishes | Wall and Floor Finishes | Wall Tiling | SM | 15.529 | Wall Tiles:Hack off glazed wall tiling, make good bed and remove waste and debris. | Wall Tiles:Hack off glazed wall tiling, make good bed and remove waste and debris. | 15.529
431005 |  | R | N | N | N | WF | WALL TILES:RENEW OR FIX INDIVIDUAL NEW GLAZED TILE | Wall and Floor Tile and Sheet Finishes | Wall and Floor Finishes | Wall Tiling | NO | 2.2527 | Wall Tiles:Clean off walls, fix new ne 152x152x 6mm glazed ceramic wall tile in patch to splashbacks, cills with adhesive, grout, cutting, hack off tiling in patch, make good (per tile). | Wall Tiles:Clean off walls and prepare to receive new tile, supply and fix new ne 152x152x6mm glazed ceramic wall tile in patch to splashbacks and cills including fixing with adhesive, grouting and any necessary cutting including hack off glazed wall tiling in patch as necessary, make good bed and remove waste and debris (per tile). | 2.2527
431007 |  | R | N | N | N | WF | WALL TILES:RENEW OR FIX NEW GLAZED TILES | Wall and Floor Tile and Sheet Finishes | Wall and Floor Finishes | Wall Tiling | SM | 91.5226 | Wall Tiles:Clean off walls, fix new ne 152x152x 6mm glazed ceramic wall tiles to splashback and cills with adhesive, grout, edge strips, cutting, hack off glazed wall tiling, make good, remove debris. | Wall Tiles:Clean off walls and prepare to receive new tiles, supply and fix new ne 152x152x6mm glazed ceramic wall tiles to splashback to baths, wash basins, sinks, worktops, in cooker spaces etc., and to cills and reveals, including all labours, any necessary cutting, tile trims, fixing with adhesive, grouting, sealing to worktop, sanitary fittings and sink top with silicone sealant including hack off glazed wall tiling, make good bed and remove waste and debris. | 91.5226
431021 |  | R | N | N | N | WF | WALL TILES:REMOVE AND REFIX PER TILE | Wall and Floor Tile and Sheet Finishes | Wall and Floor Finishes | Wall Tiling | NO | 1.334 | Wall Tiles:Take off existing wall tile to patch and set aside, clean off and refix to walls with adhesive, make good to bed and grout including all necessary cutting (per tile). | Wall Tiles:Take off existing wall tile to patch and set aside, clean off and refix to walls with adhesive, make good to bed and grout including all necessary cutting and remove waste and debris (per tile). | 1.334
431023 |  | R | N | N | N | WF | WALL TILES:REMOVE AND REFIX | Wall and Floor Tile and Sheet Finishes | Wall and Floor Finishes | Wall Tiling | SM | 75.9148 | Wall Tiles:Take off existing wall tiles and set aside, clean off and refix to walls with adhesive, make good to bed and grout including all necessary cutting and remove waste and debris. | Wall Tiles:Take off existing wall tiles and set aside, clean off and refix to walls with adhesive, make good to bed and grout including all necessary cutting and remove waste and debris. | 75.9148
431025 |  | R | N | N | N | WF | WALL TILES:RAKE OUT AND REGROUT | Wall and Floor Tile and Sheet Finishes | Wall and Floor Finishes | Wall Tiling | SM | 14.5993 | Wall Tiles:Rake out and regrout wall tiling and remove waste and debris. | Wall Tiles:Rake out and regrout wall tiling and remove waste and debris. | 14.5993
431041 |  | R | N | Y | N | WF | WALL TILES:NEW GLAZED TILES TO KITCHEN | Wall and Floor Tile and Sheet Finishes | Wall and Floor Finishes | Wall Tiling | SM | 72.5517 | Wall Tiles:Clean off walls, prepare to receive new tiles, fix new ne 152x152x6mm glazed coloured ceramic wall tiles to kitchen worktop, splashback cooker space, cills, grout, edge strips, make good. | Wall Tiles:Clean off walls and prepare to receive new tiles, supply and fix new ne 152x152x6mm glazed white or coloured ceramic wall tiles to kitchen worktop, splashback cooker space and cills, including fixing with adhesive, grouting and any necessary cutting, sealing around worktop and sink top with silicone sealant and remove waste and debris. | 72.5517
431043 |  | R | N | Y | N | WF | WALL TILES:NEW GLAZED TILES TO BATHROOM | Wall and Floor Tile and Sheet Finishes | Wall and Floor Finishes | Wall Tiling | SM | 72.5517 | Wall Tiles:Clean off walls, prepare to receive new tiles, fix new ne 152x152x6mm glazed coloured ceramic wall tiles to bathroom, splash-back, cills, adhesive, grout, edge strips, sealing, cutting. | Wall Tiles:Clean off walls and prepare to receive new tiles, supply and fix new ne 152x152x6mm glazed white or coloured ceramic wall tiles to bathroom, splashback and cills, including fixing with adhesive, grouting and any necessary cutting, sealing around sanitary fittings with silicone sealant and remove waste and debris. | 72.5517
431051 |  | R | N | N | N | WF | WALL TILES:RENEW OR FIX NEW LARGE GLAZED TILES | Wall and Floor Tile and Sheet Finishes | Wall and Floor Finishes | Wall Tiling | SM | 91.3905 | Wall Tiles:Clean off walls, hack off tiles, prepare, supply and fix new large (over 152mm x 152mm) glazed ceramic wall tiles to general surfaces, splashbacks,cills and reveals, tile trims, sealant. | Wall Tiles:Clean off walls and prepare to receive new tiles, supply and fix new large (greater than 152mm x 152mm) glazed ceramic wall tiles to general surfaces, splashbacks to sanitary fittings, sinks, worktops, in cooker spaces etc., and to cills and reveals, including all labours, any necessary cutting, tile trims, fixing with adhesive, grouting, sealing to worktop, sanitary fittings and sink top with silicone sealant including hack off glazed wall tiling, make good bed and remove waste and debris. | 91.3905
431055 |  | R | N | N | N | WF | MOSAIC:NEW GLAZED TILING DECORATIVE BAND | Wall and Floor Tile and Sheet Finishes | Wall and Floor Finishes | Wall Tiling | LM | 22.3721 | Mosaic:Clean off walls and prepare to receive new mosaic tiling, in band ne 100mm high, supply and fix new ne 6mm internal quality glazed ceramic mosaic wall tiling to walls, remove waste and debris. | Mosaic:Clean off walls and prepare to receive new mosaic tiling, in band ne 100mm high, supply and fix new ne 6mm internal quality glazed ceramic mosaic wall tiling to walls, including fixing with or approved adhesive, grouting, and any necessary cutting including hack off existing glazed wall tiling if necessary, make good bed and remove waste and debris. | 22.3721
431301 |  | R | N | N | N | PT | SCREED:HACK UP SCREED IN PATCH | Plasterwork and Other Finishes | Plasterwork, Rendering and Screeds | Floor Screeds | IT | 8.3383 | Screed:Hack up any thickness of floor screed in patch and remove waste and debris. | Screed:Hack up any thickness of floor screed in patch and remove waste and debris. | 8.3383
431303 |  | R | N | N | N | PT | SCREED:HACK UP SCREED | Plasterwork and Other Finishes | Plasterwork, Rendering and Screeds | Floor Screeds | SM | 12.5075 | Screed:Hack up any thickness of floor screed and remove waste and debris. | Screed:Hack up any thickness of floor screed and remove waste and debris. | 12.5075
431305 |  | R | N | N | N | PT | SCREED:REPAIR CRACK IN FLOOR | Plasterwork and Other Finishes | Plasterwork, Rendering and Screeds | Floor Screeds | LM | 8.7712 | Screed:Repair crack in floor screed ne 50mm wide with cement and sand including cutting out to form key and infill to match existing. | Screed:Repair crack in floor screed ne 50mm wide with cement and sand including cutting out to form key and infill to match existing. | 8.7712
431307 |  | R | N | N | N | PT | SCREED:LAY 40MM THICK IN PATCH | Plasterwork and Other Finishes | Plasterwork, Rendering and Screeds | Floor Screeds | IT | 36.819 | Screed:Lay cement and sand floor screed in patch, ne 40mm thick, trowel smooth for floor finish, clean off, grout sub-base with cement slurry, apply liquid damp proof membrane and remove spoil. | Screed:Lay cement and sand floor screed in patch, ne 40mm thick, trowel smooth for floor finish, clean off, grout sub-base with cement slurry, apply liquid damp proof membrane and remove waste and debris. | 36.819
431309 |  | R | N | N | N | PT | SCREED:LAY 40MM THICK SCREED | Plasterwork and Other Finishes | Plasterwork, Rendering and Screeds | Floor Screeds | SM | 31.2601 | Screed:Lay cement and sand floor screed ne 40mm thick, trowel smooth for floor finish, clean off, grout sub-base with cement slurry, apply liquid damp proof membrane and remove waste and debris. | Screed:Lay cement and sand floor screed ne 40mm thick, trowel smooth for floor finish, clean off, grout sub-base with cement slurry, apply liquid damp proof membrane and remove waste and debris. | 31.2601
431311 |  | R | N | N | N | PT | SCREED:OVERLAY WITH CONCRETE NE 65MM | Plasterwork and Other Finishes | Plasterwork, Rendering and Screeds | Floor Screeds | SM | 31.5891 | Screed:Overlay any sub-base with fine concrete (1:2:4), ne 65mm thick including clean off sub-base, tamp level to receive floor screed and remove waste and debris. | Screed:Overlay any sub-base with fine concrete (1:2:4), ne 65mm thick including clean off sub-base, tamp level to receive floor screed and remove waste and debris. | 31.5891
431312 |  | R | N | Y | N | FL | SCREED:PROVIDE POLYSTYRENE INSULATION | Plasterwork and Other Finishes | Plasterwork, Rendering and Screeds | Floor Screeds | SM | 12.8242 | Screed:Provide and lay ne 50mm expanded polystyrene insulation before laying screed. | Screed:Provide and lay ne 50mm expanded polystyrene insulation before laying screed. | 12.8242
431315 |  | R | N | N | N | FL | SCREED:LATEX SELF LEVEL | Plasterwork and Other Finishes | Plasterwork, Rendering and Screeds | Floor Screeds | SM | 19.0921 | Screed:Lay latex self levelling screed. | Screed:Lay latex self levelling screed. | 19.0921
431501 |  | R | N | N | N | WF | FLOOR TILES:RENEW QUARRY TILE IN PATCH | Wall and Floor Tile and Sheet Finishes | Wall and Floor Finishes | Floor Tiles - Quarry Tiles | IT | 140.4173 | Floor Tiles:Hack off quarry tiles, clear away, supply and lay new ne 152x152x17mm quarry floor tiles in patch ne 1.00sm on cement and sand bed, grout in tiles and all necessary cutting. | Floor Tiles:Hack off quarry tiles, clear away, supply and lay new ne 152x152x17mm quarry floor tiles in patch ne 1.00sm on and including cement and sand bed, grout in tiles and all necessary cutting and remove waste and debris. | 140.4173
431503 |  | R | N | Y | N | WF | FLOOR TILES:RENEW QUARRY TILES | Wall and Floor Tile and Sheet Finishes | Wall and Floor Finishes | Floor Tiles - Quarry Tiles | SM | 142.1451 | Floor Tiles:Hack off quarry tiles, clear away, supply and lay new ne 152x152x17mm quarry tiles, on and including cement and sand bed, grout in tiles, and all necessary cutting. | Floor Tiles:Hack off quarry tiles, clear away, supply and lay new ne 152x152x17mm quarry tiles, on and including cement and sand bed, grout in tiles and all necessary cutting and remove waste and debris. | 142.1451
431505 |  | R | N | N | N | WF | FLOOR TILES:NEW QUARRY TILE IN PATCH | Wall and Floor Tile and Sheet Finishes | Wall and Floor Finishes | Floor Tiles - Quarry Tiles | IT | 99.8374 | Floor Tiles:Supply and lay new ne 152x152x17mm quarry floor tiles in patch ne 1.00sm on and including cement and sand bed, grout in tiles and all necessary cutting. | Floor Tiles:Supply and lay new ne 152x152x17mm quarry floor tiles in patch ne 1.00sm on and including cement and sand bed, grout in tiles and all necessary cutting and remove waste and debris. | 99.8374
431507 |  | R | N | Y | N | WF | FLOOR TILES:NEW QUARRY TILES | Wall and Floor Tile and Sheet Finishes | Wall and Floor Finishes | Floor Tiles - Quarry Tiles | SM | 102.1209 | Floor Tiles:Supply and lay new ne 152x152x17mm quarry floor tiles on and including cement and sand bed, grout in tiles and all necessary cutting. | Floor Tiles:Supply and lay new ne 152x152x17mm quarry floor tiles on and including cement and sand bed, grout in tiles and all necessary cutting and remove waste and debris. | 102.1209
431509 |  | R | N | N | N | WF | FLOOR TILES:REBED QUARRY PER TILE | Wall and Floor Tile and Sheet Finishes | Wall and Floor Finishes | Floor Tiles - Quarry Tiles | NO | 3.2532 | Floor Tiles:Take up loose quarry floor tile in patch ne 1.00sm and set aside, clean off floor and tile, refix tile and grout in (per tile). | Floor Tiles:Take up loose quarry floor tile in patch ne 1.00sm and set aside, clean off floor and tile, refix tile and grout in and remove waste and debris (per tile). | 3.2532
431511 |  | R | N | N | N | WF | FLOOR TILES:REBED QUARRY TILES | Wall and Floor Tile and Sheet Finishes | Wall and Floor Finishes | Floor Tiles - Quarry Tiles | SM | 90.8144 | Floor Tiles:Take up loose quarry floor tile and set aside, clean off floor and tiles, refix tiles and grout in and remove waste and debris. | Floor Tiles:Take up loose quarry floor tile and set aside, clean off floor and tiles, refix tiles and grout in and remove waste and debris. | 90.8144
431513 |  | R | N | N | N | WF | FLOOR TILES:RENEW QUARRY PER TILE | Wall and Floor Tile and Sheet Finishes | Wall and Floor Finishes | Floor Tiles - Quarry Tiles | NO | 4.1658 | Floor Tiles:Hack up individual quarry tile, lay new ne 152x152x17mm quarry floor tile in individual tile replacement on and including cement and sand bed, grout in tile, cutting. (per tile). | Floor Tiles:Hack up individual quarry tiles, clear away, supply and lay new ne 152x152x17mm quarry floor tile in individual tile replacement on and including cement and sand bed, grout in tile and all necessary cutting and remove waste and debris (per tile). | 4.1658
431701 |  | R | N | N | N | WF | TILE SKIRTING:RENEW INDIVIDUAL QUARRY TILE | Wall and Floor Tile and Sheet Finishes | Wall and Floor Finishes | Skirtings - Quarry Tiles | NO | 11.093 | Tile Skirting:Hack off quarry tile skirting, clear away, supply and lay new ne 152mm quarry tile skirting, cement and sand backing, grout, cutting, angles and ends, lengths ne 1.00m (per tile). | Tile Skirting:Hack off quarry tile skirting, clear away, supply and lay new ne 152mm quarry tile skirting with rounded top edge and cove at bottom, on cement and sand backing, grout in tile and all necessary cutting, angles and ends, lengths ne 1.00m and remove waste and debris (per tile). | 11.093
431703 |  | R | N | Y | N | WF | TILE SKIRTING:RENEW QUARRY TILES | Wall and Floor Tile and Sheet Finishes | Wall and Floor Finishes | Skirtings - Quarry Tiles | LM | 54.4691 | Tile Skirting:Hack off quarry tile skirting, clear away, supply and lay new ne 152mm quarry tile skirting, on cement and sand backing, grout in tiles, and all necessary cutting, angles and ends. | Tile Skirting:Hack off quarry tile skirting, clear away, supply and lay new ne 152mm quarry tile skirting with rounded top and cove at bottom, on cement and sand backing, grout in tiles and all necessary cutting, angles and ends and remove waste and debris. | 54.4691
431705 |  | R | N | N | N | WF | TILE SKIRTING:LAY NEW INDIVIDUAL QUARRY TILE | Wall and Floor Tile and Sheet Finishes | Wall and Floor Finishes | Skirtings - Quarry Tiles | NO | 9.9811 | Tile Skirting:Supply and lay new ne 152mm quarry tile skirting, cement and sand backing, grout in tiles and all necessary cutting, angles and ends, lengths ne 1.00m (per tile). | Tile Skirting:Supply and lay new ne 152mm quarry tile skirting with rounded top edge and cove at bottom, on cement and sand backing, grout in tiles and all necessary cutting, angles and ends, lengths ne 1.00m and remove waste and debris (per tile). | 9.9811
431707 |  | R | N | Y | N | WF | TILE SKIRTING:LAY NEW QUARRY TILES | Wall and Floor Tile and Sheet Finishes | Wall and Floor Finishes | Skirtings - Quarry Tiles | LM | 48.9102 | Tile Skirting:Supply and lay new ne 152mm quarry tile skirting, on cement and sand backing, grout in tiles and all necessary cutting, angles and ends. | Tile Skirting:Supply and lay new ne 152mm quarry tile skirting with rounded top edge and cove at bottom, on cement and sand backing, grout in tiles and all necessary cutting, angles and ends and remove waste and debris. | 48.9102
431709 |  | R | N | N | N | WF | TILE SKIRTING:REBED INDIVIDUAL QUARRY TILE | Wall and Floor Tile and Sheet Finishes | Wall and Floor Finishes | Skirtings - Quarry Tiles | NO | 7.7003 | Tile Skirting:Take off loose quarry tile skirting and set aside, clean tile and prepare backing, rebed tile in cement and sand and grout in tile and remove waste and debris. (Per Tile). | Tile Skirting:Take off loose quarry tile skirting and set aside, clean tile and prepare backing, rebed tile in cement and sand, grout in tile, in lengths ne 1.00m and remove waste and debris (per tile). | 7.7003
431711 |  | R | N | N | N | WF | TILE SKIRTING:REBED QUARRY TILES | Wall and Floor Tile and Sheet Finishes | Wall and Floor Finishes | Skirtings - Quarry Tiles | LM | 30.3685 | Tile Skirting:Take off loose quarry tile skirting and set aside, clean tile and prepare backing, rebed tile in cement and sand grout in tile and remove waste and debris. | Tile Skirting:Take off loose quarry tile skirting and set aside, clean tile and prepare backing, rebed tile in cement and sand grout in tile and remove waste and debris. | 30.3685
431713 |  | R | N | Y | N | WF | TILE SKIRTING:REMOVE QUARRY TILES | Wall and Floor Tile and Sheet Finishes | Wall and Floor Finishes | Skirtings - Quarry Tiles | LM | 3.3354 | Tile Skirting:Take off existing quarry tile skirting, make good all works disturbed and remove waste and debris. | Tile Skirting:Take off existing quarry tile skirting, make good all works disturbed and remove waste and debris. | 3.3354
431901 |  | R | N | N | N | WF | FLOOR TILES:RENEW CERAMIC TILES IN PATCH | Wall and Floor Tile and Sheet Finishes | Wall and Floor Finishes | Floor Tiles - Ceramic Tiles | IT | 96.6213 | Floor Tiles:Hack off ceramic tiles, clear away, supply and lay new ne 300x300x12mm ceramic floor tiles in patch on and including cement and sand bed, grout in tiles and all necessary cutting. | Floor Tiles:Hack off ceramic tiles, clear away, supply and lay new ne 300x300x12mm ceramic floor tiles in patch on and including cement and sand bed, grout in tiles and all necessary cutting and remove waste and debris. | 96.6213
431903 |  | R | N | Y | N | WF | FLOOR TILES:RENEW CERAMIC TILES | Wall and Floor Tile and Sheet Finishes | Wall and Floor Finishes | Floor Tiles - Ceramic Tiles | SM | 87.8941 | Floor Tiles:Hack off ceramic tiles, clear away, supply and lay new ne 300x300x12mm ceramic floor tiles on and including cement and sand bed, grout in tiles and all necessary cutting. | Floor Tiles:Hack off ceramic tiles, clear away, supply and lay new ne 300x300x12mm ceramic floor tiles on and including cement and sand bed, grout in tiles and all necessary cutting and remove waste and debris. | 87.8941
431905 |  | R | N | Y | N | WF | FLOOR TILES:NEW CERAMIC TILES IN PATCH | Wall and Floor Tile and Sheet Finishes | Wall and Floor Finishes | Floor Tiles - Ceramic Tiles | IT | 54.9295 | Floor Tiles:Supply and lay new ne 300x300x12mm ceramic floor tiles in patch on and including cement and sand bed, grout in tiles and all necessary cutting. | Floor Tiles:Supply and lay new ne 300x300x12mm ceramic floor tiles in patch on and including cement and sand bed, grout in tiles and all necessary cutting and remove waste and debris. | 54.9295
431907 |  | R | N | Y | N | WF | FLOOR TILES:NEW CERAMIC TILES | Wall and Floor Tile and Sheet Finishes | Wall and Floor Finishes | Floor Tiles - Ceramic Tiles | SM | 57.3202 | Floor Tiles:Supply and lay new ne 300x300x12mm ceramic floor tiles on and including cement and sand bed, grout in tiles and all necessary cutting and remove waste and debris. | Floor Tiles:Supply and lay new ne 300x300x12mm ceramic floor tiles on and including cement and sand bed, grout in tiles and all necessary cutting and remove waste and debris. | 57.3202
431909 |  | R | N | N | N | WF | FLOOR TILES:REBED CERAMIC TILES IN PATCH | Wall and Floor Tile and Sheet Finishes | Wall and Floor Finishes | Floor Tiles - Ceramic Tiles | NO | 1.9836 | Floor Tiles:Take up loose ceramic floor tile to patch and set aside, clean off floor and tile, refix tile and grout in and remove waste and debris (per tile). | Floor Tiles:Take up loose ceramic floor tile to patch and set aside, clean off floor and tile, refix tile and grout in and remove waste and debris (per tile). | 1.9836
431911 |  | R | N | N | N | WF | FLOOR TILES:REBED CERAMIC TILES | Wall and Floor Tile and Sheet Finishes | Wall and Floor Finishes | Floor Tiles - Ceramic Tiles | SM | 72.8675 | Floor Tiles:Take up loose ceramic floor tiles and set aside, clean off floor and tiles, refix tiles and grout in. | Floor Tiles:Take up loose ceramic floor tiles and set aside, clean off floor and tiles, refix tiles and grout in and remove waste and debris. | 72.8675
432001 |  | R | N | Y | N | WF | FLOOR TILES:RENEW NON-SLIP CERAMIC TILES IN PATCH | Wall and Floor Tile and Sheet Finishes | Wall and Floor Finishes | Floor Tiles - Non Slip Ceramic Tiles | IT | 98.7273 | Floor Tiles:Hack off ceramic tiles, clear away, supply and lay new ne 300x300x12mm Non-slip ceramic floor tiles in patch on and including cement and sand bed, grout in tiles and all necessary cutting. | Floor Tile:Hack off non-slip ceramic tiles, clear away, supply and lay new ne 300x300x12mm non-slip ceramic floor tiles in patch on and including cement and sand bed, grout in tiles and all necessary cutting and remove waste and debris. | 98.7273
432003 |  | R | N | Y | N | WF | FLOOR TILES:RENEW NON-SLIP CERAMIC TILES | Wall and Floor Tile and Sheet Finishes | Wall and Floor Finishes | Floor Tiles - Non Slip Ceramic Tiles | SM | 91.4041 | Floor Tiles:Hack off ceramic tiles, clear away, supply and lay new ne 300x300x12mm Non-slip ceramic floor tiles on and including cement and sand bed, grout in tiles and all necessary cutting. | Floor Tiles:Hack off existing ceramic tiles, clear away, supply and lay new ne non-slip 300x300x12mm ceramic floor tiles on and including cement and sand bed, grout in tiles and all necessary cutting and remove waste and debris. | 91.4041
432005 |  | R | N | Y | N | WF | FLOOR TILES:NEW NON-SLIP CERAMIC TILES IN PATCH | Wall and Floor Tile and Sheet Finishes | Wall and Floor Finishes | Floor Tiles - Non Slip Ceramic Tiles | IT | 57.0355 | Floor Tiles:Supply and lay new ne 300x300x12mm Non-slip ceramic floor tiles in patch on and including cement and sand bed, grout in tiles and all necessary cutting and remove waste and debris. | Floor Tiles:Supply and lay new ne 300x300x12mm non-slip ceramic floor tiles in patch on and including cement and sand bed, grout in tiles and all necessary cutting and remove waste and debris. | 57.0355
432007 |  | R | N | Y | N | WF | FLOOR TILES:NEW NON-SLIP CERAMIC TILES | Wall and Floor Tile and Sheet Finishes | Wall and Floor Finishes | Floor Tiles - Non Slip Ceramic Tiles | SM | 60.8302 | Floor Tiles:Supply and lay new ne 300x300x12mm ceramic floor tiles on and including cement and sand bed, grout in tiles and all necessary cutting and remove waste and debris. | Floor Tiles:Supply and lay new ne 300x300x12mm non-slip ceramic floor tiles in patch on and including cement and sand bed, grout in tiles and all necessary cutting and remove waste and debris. | 60.8302
432009 |  | R | N | Y | N | WF | FLOOR TILES:REBED NON-SLIP CERAMIC PATCH-PER TILE | Wall and Floor Tile and Sheet Finishes | Wall and Floor Finishes | Floor Tiles - Non Slip Ceramic Tiles | NO | 1.9836 | Floor Tiles:Take up loose non-slip ceramic floor tile to patch and set aside, clean off floor and tile, refix tile and grout in and remove waste and debris (per tile). | Floor Tiles:Take up loose non-slip ceramic floor tile to patch and set aside, clean off floor and tile, refix tile and grout in and remove waste and debris (per tile). | 1.9836
432011 |  | R | N | Y | N | WF | FLOOR TILES:REBED NON-SLIP CERAMIC TILES | Wall and Floor Tile and Sheet Finishes | Wall and Floor Finishes | Floor Tiles - Non Slip Ceramic Tiles | SM | 72.8675 | Floor Tiles:Take up loose non-slip ceramic floor tiles and set aside, clean off floor and tiles, refix tiles and grout in and remove waste and debris. | Floor Tiles:Take up loose non-slip ceramic floor tiles and set aside, clean off floor and tiles, refix tiles and grout in and remove waste and debris. | 72.8675
432101 |  | R | N | N | N | WF | TILE SKIRTING:RENEW INDIVIDUAL CERAMIC TILE | Wall and Floor Tile and Sheet Finishes | Wall and Floor Finishes | Skirtings - Ceramic | NO | 7.5475 | Tile Skirting:Hack off ceramic tile skirting, clear away, supply and lay new ne 152mm ceramic tile skirting, on cement and sand backing, grout cutting, angles, lengths ne 1.00m (per tile). | Tile Skirting:Hack off ceramic tile skirting, clear away, supply and lay new ne 152mm ceramic tile skirting with rounded top edge on cement and sand backing, grout in tile and all necessary cutting, angles and ends, lengths ne 1.00m and remove waste and debris (per tile). | 7.5475
432103 |  | R | N | Y | N | WF | TILE SKIRTING:RENEW CERAMIC TILES | Wall and Floor Tile and Sheet Finishes | Wall and Floor Finishes | Skirtings - Ceramic | LM | 38.4858 | Tile Skirting:Hack off ceramic tile skirting, clear away, supply and lay new ne 152mm ceramic tile skirting, on cement and sand backing, grout in tiles and all necessary cutting, angles, ends. | Tile Skirting:Hack off ceramic tile skirting, clear away, supply and lay new ne 152mm ceramic tile skirting with rounded top edge on cement and sand backing, grout in tiles and all necessary cutting, angles and ends and remove waste and debris. | 38.4858
432105 |  | R | N | N | N | WF | TILE SKIRTING:LAY NEW INDIVIDUAL CERAMIC TILE | Wall and Floor Tile and Sheet Finishes | Wall and Floor Finishes | Skirtings - Ceramic | NO | 6.9918 | Tile Skirting:Supply and lay new ne 152mm ceramic tile skirting, on cement and sand backing, grout in tile and all necessary cutting angles and ends, lengths ne 1.00m (per tile). | Tile Skirting:Supply and lay new ne 152mm ceramic tile skirting with rounded top edge on cement and sand backing, grout in tile and all necessary cutting angles and ends, lengths ne 1.00m and remove waste and debris (per tile). | 6.9918
432107 |  | R | N | Y | N | WF | TILE SKIRTING:LAY NEW CERAMIC TILES | Wall and Floor Tile and Sheet Finishes | Wall and Floor Finishes | Skirtings - Ceramic | LM | 34.0385 | Tile Skirting:Supply and lay new ne 152mm ceramic tile skirting with rounded top edge on cement and sand backing, grout in tiles and all necessary cutting angles and ends and remove waste and debris. | Tile Skirting:Supply and lay new ne 152mm ceramic tile skirting with rounded top edge on cement and sand backing, grout in tiles and all necessary cutting angles and ends and remove waste and debris. | 34.0385
432109 |  | R | N | N | N | WF | TILE SKIRTING:REBED SINGLE CERAMIC TILE - PER TILE | Wall and Floor Tile and Sheet Finishes | Wall and Floor Finishes | Skirtings - Ceramic | NO | 5.6525 | Tile Skirting:Take off loose ceramic tile skirting and set aside, clean tile and prepare backing, rebed tile in cement and sand, grout in tile in lengths ne 1.00m (per tile). | Tile Skirting:Take off loose ceramic tile skirting and set aside, clean tile and prepare backing, rebed tile in cement and sand, grout in tile in lengths ne 1.00m and remove waste and debris (per tile). | 5.6525
432111 |  | R | N | N | N | WF | TILE SKIRTING:REBED CERAMIC TILES | Wall and Floor Tile and Sheet Finishes | Wall and Floor Finishes | Skirtings - Ceramic | LM | 22.8908 | Tile Skirting:Take off loose ceramic tile skirting and set aside, clean tiles and prepare backing, rebed tiles in cement and sand grout in tiles. | Tile Skirting:Take off loose ceramic tile skirting and set aside, clean tiles and prepare backing, rebed tiles in cement and sand grout in tiles. | 22.8908
432201 |  | R | N | Y | N | FL | FLOOR TILES:RAKE OUT AND REGROUT | Wall and Floor Tile and Sheet Finishes | Wall and Floor Finishes | Floor Tiling - Re-grouting | SM | 17.016 | Floor Tiles:Rake out and regrout quarry or ceramic floor tiling and remove waste and debris. | Floor Tiles:Rake out and regrout quarry or ceramic floor tiling and remove waste and debris. | 17.016
432251 |  | R | N | N | N | FL | FLOOR TILES:HACK UP CERAMIC/QUARRY TILES | Wall and Floor Tile and Sheet Finishes | Wall and Floor Finishes | Floor Tiles - Quarry and Ceramic Tiling Sundries | SM | 12.4048 | Floor Tiles:Hack off quarry or ceramic floor tiles, including make good bed under, prepare surface for alternative finish and remove waste and debris. | Floor Tiles:Hack off quarry or ceramic floor tiles, including make good bed under, prepare surface for alternative finish and remove waste and debris. | 12.4048
432301 |  | R | N | N | N | FL | FLOOR TILES:HACK UP SINGLE VINYL TILE PER TILE | Wall and Floor Tile and Sheet Finishes | Wall and Floor Finishes | Floor Tiles - Vinyl | NO | 1.3691 | Floor Tiles:Hack off vinyl floor tiles in patch, make good bed under (per tile) and remove waste and debris. | Floor Tiles:Hack off vinyl floor tiles in patch, make good bed under (per tile) and remove waste and debris. | 1.3691
432303 |  | R | N | N | N | FL | FLOOR TILES:HACK UP VINYL TILES | Wall and Floor Tile and Sheet Finishes | Wall and Floor Finishes | Floor Tiles - Vinyl | SM | 9.637 | Floor Tiles:Hack off any numbers of layers of vinyl floor tiles, including make good bed under and remove waste and debris. | Floor Tiles:Hack off any numbers of layers of vinyl floor tiles, including make good bed under and remove waste and debris. | 9.637
432305 |  | R | N | N | N | FL | FLOOR TILES:RENEW INDIVIDUAL VINYL TILE PER TILE | Wall and Floor Tile and Sheet Finishes | Wall and Floor Finishes | Floor Tiles - Vinyl | NO | 3.4287 | Floor Tiles:Take up individual vinyl floor tiles, clear away, supply and lay new ne 300x300x2.00mm vinyl tiles with adhesive in patch, cutting, and clean off. (per tile). | Floor Tiles:Take up individual vinyl floor tiles, supply and lay new ne 300x300x2.00mm vinyl tiles with adhesive in patch including latex self levelling screed as necessary, all necessary cutting of tiles and clean off, silicone sealing to perimeter and remove waste and debris (per tile). | 3.4287
432307 |  | R | N | Y | N | FL | FLOOR TILES:RENEW VINYL TILES | Wall and Floor Tile and Sheet Finishes | Wall and Floor Finishes | Floor Tiles - Vinyl | SM | 32.8059 | Floor Tiles:Hack off vinyl floor tiles, supply and lay new ne 300x300x2.00mm vinyl tiles with adhesive in patch including all necessary cutting of tiles and clean off and remove waste and debris. | Floor Tiles:Hack off vinyl floor tiles, supply and lay new ne 300x300x2.00mm vinyl tiles with adhesive including latex self levelling screed as necessary, all necessary cutting of tiles and clean off, silicone sealing to perimeter and remove waste and debris. | 32.8059
432309 |  | R | N | Y | N | FL | FLOOR TILES:RENEW VINYL TILES AND SUB-BASE | Wall and Floor Tile and Sheet Finishes | Wall and Floor Finishes | Floor Tiles - Vinyl | SM | 58.8244 | Floor Tiles:Hack off vinyl floor tiles, clear away, lay new ne 300x300x2.00mm vinyl floor tiles with adhesive to and supply and lay approved sheet sub-base, all cutting, labours and clean off. | Floor Tiles:Hack off vinyl floor tiles, supply and lay new ne 300x300x2.00mm vinyl floor tiles with adhesive to and including supply and lay approved hardboard or plywood sheet sub-base including all cutting, labours and clean off, silicone sealant to perimeter and remove waste and debris. | 58.8244
432311 |  | R | N | N | N | FL | FLOOR TILES:LAY NEW INDIVIDUAL VINYL TILE PER TILE | Wall and Floor Tile and Sheet Finishes | Wall and Floor Finishes | Floor Tiles - Vinyl | NO | 2.8728 | Floor Tiles:Supply and lay new ne 300x300x2.00mm vinyl floor tiles with adhesive in patch including all necessary cutting of tiles and clean off (per tile) and remove waste and debris. | Floor Tiles:Supply and lay new ne 300x300x2.00mm vinyl floor tiles with adhesive in patch including latex self levelling screed as necessary, all necessary cutting of tiles and clean off, silicone sealing to perimeter (per tile) and remove waste and debris. | 2.8728
432313 |  | R | N | Y | N | FL | FLOOR TILES:LAY NEW VINYL TILES | Wall and Floor Tile and Sheet Finishes | Wall and Floor Finishes | Floor Tiles - Vinyl | SM | 27.247 | Floor Tiles:Supply and lay new ne 300x300x2.00mm vinyl floor tiles with adhesive including all necessary cutting of tiles and clean off. | Floor Tiles:Supply and lay new ne 300x300x2.00mm vinyl floor tiles with adhesive including latex self levelling screed as necessary, all necessary cutting of tiles and clean off, silicone sealing to perimeter and remove waste and debris. | 27.247
432314 |  | R | N | Y | N | FL | FLOOR TILES:LAY NEW VINYL TILES AND SUB-BASE | Wall and Floor Tile and Sheet Finishes | Wall and Floor Finishes | Floor Tiles - Vinyl | SM | 44.935 | Floor Tiles:Supply and lay new ne 300x300x2.00mm vinyl floor tiles with adhesive to and including approved sheet sub base including all cutting, labours and clean off and remove waste and debris. | Floor Tiles:Supply and lay new ne 300x300x2.00mm vinyl floor tiles with adhesive to and including approved hardboard or plywood sheet sub-base including all cutting, labours and clean off, silicone sealing to perimeter and remove waste and debris. | 44.935
432315 |  | R | N | N | N | FL | FLOOR TILES:REFIX INDIVIDUAL VINYL TILE | Wall and Floor Tile and Sheet Finishes | Wall and Floor Finishes | Floor Tiles - Vinyl | NO | 2.9316 | Floor Tiles:Take up existing loose vinyl floor tiles in patch and set aside, clean off tiles and bed and refix tiles with adhesive and clean off (per tile) and remove waste and debris. | Floor Tile:Take up existing loose vinyl floor tiles in patch and set aside, clean off tiles and bed and refix tiles with adhesive, latex self levelling screed as necessary, all necessary cutting of tiles and clean off, silicone sealing to perimeter (per tile) and remove waste and debris. | 2.9316
432317 |  | R | N | N | N | FL | FLOOR TILES:REFIX VINYL TILES | Wall and Floor Tile and Sheet Finishes | Wall and Floor Finishes | Floor Tiles - Vinyl | SM | 26.6764 | Floor Tiles:Take up existing loose vinyl floor tiles, set aside, clean off tiles and bed and refix tiles with adhesive and clean off and remove waste and debris. | Floor Tiles:Take up existing loose vinyl floor tiles, set aside, clean off tiles and bed and refix tiles with adhesive latex self levelling screed as necessary, all necessary cutting of tiles and clean off, silicone sealing to perimeter and remove waste and debris. | 26.6764
432500 |  | R | N | Y | N | FL | SHEET FLOORING:HACK UP | Wall and Floor Tile and Sheet Finishes | Wall and Floor Finishes | Sheet Flooring | SM | 6.6707 | Sheet Flooring:Hack off any numbers of layers of sheet flooring or vinyl tiles, including make good bed under and remove waste and debris. | Sheet Flooring:Hack off any numbers of layers of sheet flooring or vinyl tiles, including make good bed under and remove waste and debris. | 6.6707
432501 |  | R | N | Y | N | FL | SHEET FLOORING:RENEW VINYL | Wall and Floor Tile and Sheet Finishes | Wall and Floor Finishes | Sheet Flooring | SM | 41.9033 | Sheet Flooring:Take up any covering, clear away, supply and lay minimum 2.0mm felt backed vinyl sheet flooring with adhesive to cement and sand screed, or sheet sub-base, cutting, labours, clean off. | Sheet Flooring:Take up any covering, clear away, supply and lay minimum 2.0mm felt backed vinyl sheet flooring to general areas including to stair treads and risers with adhesive to cement and sand screed including latex self levelling screed as necessary, or to existing hardboard or plywood sub-base including all necessary cutting, all labours and clean off, silicone sealant to perimeter and remove waste and debris. | 41.9033
432503 |  | R | N | Y | N | FL | SHEET FLOORING:RENEW VINYL AND SUB-BASE | Wall and Floor Tile and Sheet Finishes | Wall and Floor Finishes | Sheet Flooring | SM | 65.1424 | Sheet Flooring:Take up any covering, clear away, supply and lay minimum 2.0mm felt backed vinyl sheet flooring with adhesive to and including approved sheet sub-base, cutting, labours, clean off. | Sheet Flooring:Take up any covering, clear away, supply and lay minimum 2.0mm felt backed vinyl sheet flooring to general areas including to stair treads and risers with adhesive to and including supply and lay approved hardboard or plywood sheet sub-base, all necessary cutting, all labours and clean off, silicone sealant to perimeter and remove waste and debris. | 65.1424
432505 |  | R | N | Y | N | FL | SHEET FLOORING:LAY NEW VINYL | Wall and Floor Tile and Sheet Finishes | Wall and Floor Finishes | Sheet Flooring | SM | 36.3444 | Sheet Flooring:Supply and lay minimum 2.0mm felt backed vinyl sheet flooring with adhesive to cement and sand screed or sheet sub-base including all necessary cutting, all labours and clean off. | Sheet Flooring:Supply and lay minimum 2.0mm felt backed vinyl sheet flooring to general areas including to stair treads and risers with adhesive to cement and sand screed including latex self levelling screed as necessary, or to existing hardboard or plywood sub-base including all necessary cutting, all labours and clean off, silicone sealant to perimeter and remove waste and debris. | 36.3444
432507 |  | R | N | Y | N | FL | SHEET FLOORING:LAY NEW VINYL AND SUB-BASE | Wall and Floor Tile and Sheet Finishes | Wall and Floor Finishes | Sheet Flooring | SM | 59.5834 | Sheet Flooring:Supply and lay minimum 2.0mm felt backed vinyl sheet flooring with adhesive to and including approved sheet sub-base including all necessary cutting, all labours and clean off. | Sheet Flooring:Supply and lay minimum 2.0mm felt backed vinyl sheet flooring to general areas including to stair treads and risers with adhesive to and including supply and lay approved hardboard or plywood sheet sub-base including all necessary cutting, all labours and clean off, silicone sealant to perimeter and remove waste and debris. | 59.5834
432509 |  | R | N | N | N | FL | SHEET FLOORING:REFIX FLOORING | Wall and Floor Tile and Sheet Finishes | Wall and Floor Finishes | Sheet Flooring | SM | 13.879 | Sheet Flooring:Take up any type of existing loose sheet flooring, clean off flooring and bed under and refix flooring with adhesive and clean off, and remove waste and debris. | Sheet Flooring:Take up any type of existing loose sheet flooring, clean off flooring to general areas including to stair treads and risers and bed under and refix flooring with adhesive including latex self levelling screed as necessary, or to existing hardboard or plywood sub-base including all necessary cutting, all labours and clean off, silicone sealant to perimeter, and remove waste and debris and remove waste and debris. | 13.879
432601 |  | R | N | Y | N | FL | SHEET FLOORING:RENEW POLYSAFE | Wall and Floor Tile and Sheet Finishes | Wall and Floor Finishes | Proprietary Safety Flooring | SM | 40.8035 | Sheet Flooring:Take up any covering, clear away, supply and lay Polysafe safety flooring with adhesive to cement and sand screed or sub-base, cutting, all labours, upstands and clean off. | Sheet Flooring:Take up any covering, clear away, supply and lay Polysafe or equal approved safety flooring to general areas with adhesive to cement and sand screed including latex self levelling screed as necessary or to existing hardboard or plywood sub-base including all necessary cutting, all labours, upstands, silicone sealant to perimeters and clean off and remove waste and debris. | 40.8035
432603 |  | R | N | Y | N | FL | SHEET FLOORING:RENEW POLYSAFE AND SUB-BASE | Wall and Floor Tile and Sheet Finishes | Wall and Floor Finishes | Proprietary Safety Flooring | SM | 64.0426 | Sheet Flooring:Take up any covering, clear away, supply and lay Polysafe safety flooring with adhesive to and including approved sheet sub-base, cutting, all labours, upstands and clean off. | Sheet Flooring:Take up any covering, clear away, supply and lay Polysafe or equal approved safety flooring to general areas with adhesive to and including supply and lay approved hardboard or plywood sheet sub-base, including all necessary cutting, all labours, upstands, silicone sealant to perimeters and clean off and remove waste and debris. | 64.0426
432604 |  | R | N | Y | N | FL | SHEET FLOORING:RENEW NON-SLIP AND SUB-BASE | Wall and Floor Tile and Sheet Finishes | Wall and Floor Finishes | Proprietary Non Slip Flooring | SM | 52.9327 | Sheet Flooring:Take up any covering, clear away, lay any type of approved non-slip vinyl sheet safety flooring with adhesive to and including approved sheet sub-base, cutting, all labours, clean off. | Sheet Flooring:Take up any covering, clear away, supply and lay any type of approved non-slip vinyl sheet flooring with adhesive to and including supply and lay approved hardboard or plywood sheet sub-base, including all necessary cutting, all labours, upstands and clean off, clear silicone sealant jointing at all perimeters and remove waste and debris. | 52.9327
432605 |  | R | N | Y | N | FL | SHEET FLOORING:LAY NEW POLYSAFE | Wall and Floor Tile and Sheet Finishes | Wall and Floor Finishes | Proprietary Safety Flooring | SM | 35.2446 | Sheet Flooring:Supply and lay Polysafe safety flooring with adhesive to cement and sand screed or sub-base including all necessary cutting, all labours, upstands and clean off. | Sheet Flooring:Supply and lay Polysafe or equal aproved safety flooring to general areas with adhesive to cement and sand screed including latex levelling screed as necessary or to existing hardboard or plywood sub-base including all necessary cutting, all labours, upstands, silicone sealant to perimeters and clean off and remove waste and debris. | 35.2446
432607 |  | R | N | Y | N | FL | SHEET FLOORING:LAY NEW POLYSAFE AND SUB-BASE | Wall and Floor Tile and Sheet Finishes | Wall and Floor Finishes | Proprietary Safety Flooring | SM | 58.4836 | Sheet Flooring:Supply and lay sheet safety flooring with adhesive to and including supply and lay approved sheet sub-base, including all necessary cutting, all labours, upstands and clean off. | Sheet Flooring:Supply and lay approved proprietary safety flooring to general areas including to stair treads and risers with adhesive to and including supply and lay approved hardboard or plywood sheet sub-base, including all necessary cutting, all labours, upstands, silicone sealant at perimeters and clean off and remove waste and debris. | 58.4836
432608 |  | R | N | Y | N | FL | SHEET FLOORING:LAY NEW NON-SLIP AND SUB-BASE | Wall and Floor Tile and Sheet Finishes | Wall and Floor Finishes | Proprietary Non Slip Flooring | SM | 49.0414 | Sheet Flooring:Supply and lay specified non-slip vinyl sheet safety flooring with adhesive to and supply and lay approved sheet sub-base, cutting, all labours, upstands and clean off, sealant. | Sheet Flooring:Supply and lay any type of approved non-slip vinyl sheet flooring with adhesive to and including supply and lay approved hardboard or plywood sheet sub-base including all necessary cutting, all labours, upstands and clean off, clear silicone sealant jointing at all perimeters and remove waste and debris. | 49.0414
432609 |  | R | N | Y | N | FL | SHEET FLOORING:RENEW POLYSAFE TO STAIRCASE | Wall and Floor Tile and Sheet Finishes | Wall and Floor Finishes | Proprietary Safety Flooring | SM | 53.3839 | Sheet Flooring:Take up any covering, clear away, supply and lay sheet safety flooring with adhesive to treads, risers and landings of staircase, all cutting, labours, upstands and clean off. | Sheet Flooring:Take up any covering, clear away, supply and lay approved proprietary safety flooring with adhesive to cement and sand screed including latex self levelling screed as necessary or concrete treads, risers and landings of staircase including all necessary cutting, all labours, upstands, silicone sealant at perimeters and clean off and remove waste and debris. | 53.3839
432611 |  | R | N | Y | N | FL | SHEET FLOORING:LAY NEW POLYSAFE TO STAIRCASE | Wall and Floor Tile and Sheet Finishes | Wall and Floor Finishes | Proprietary Safety Flooring | SM | 45.0454 | Sheet Flooring:Supply and lay sheet safety flooring with adhesive to treads, risers and landings of staircase including all necessary cutting, all labours, upstands and clean off. | Sheet Flooring:Supply and lay approved proprietary safety flooring with adhesive to cement and sand screed including latex self levelling screed as necessary or concrete treads, risers and landings of staircase including all necessary cutting, all labours, upstands, silicone sealant at perimeters and clean off and remove waste and debris. | 45.0454
432613 |  | R | N | Y | N | FL | SHEET FLOORING:LAY NEW NON-SLIP | Wall and Floor Tile and Sheet Finishes | Wall and Floor Finishes | Proprietary Non Slip Flooring | SM | 36.7071 | Sheet Flooring:Supply and lay any type of approved non-slip vinyl sheet safety flooring with adhesive to cement and sand screed including all necessary cutting, all labours, upstands and clean off. | Sheet Flooring:Supply and lay any type of approved non-slip vinyl sheet flooring with adhesive to cement and sand screed including latex self levelling screed as necessary, including all necessary cutting, all labours, upstands and clean off, clear silicone sealant jointing at all perimeters and remove waste and debris. | 36.7071
432615 |  | R | N | Y | N | FL | SHEET FLOORING:LAY NEW NON-SLIP TO STAIRCASE | Wall and Floor Tile and Sheet Finishes | Wall and Floor Finishes | Proprietary Non Slip Flooring | SM | 45.0454 | Sheet Flooring:Supply and lay specified non-slip vinyl sheet safety flooring with adhesive to treads, risers and landings of staircase, all necessary cutting, all labours, upstands and clean off. | Sheet Flooring:Supply and lay any type of approved non-slip vinyl sheet flooring with adhesive to cement and sand screed including latex self levelling screed as necessary or concrete treads, risers and landings of staircase including all necessary cutting, all labours, upstands and clean off, clear silicone sealant jointing at all perimeters and remove waste and debris. | 45.0454
432617 |  | R | N | N | N | FL | SHEET FLOORING:REFIX POLYSAFE | Wall and Floor Tile and Sheet Finishes | Wall and Floor Finishes | Proprietary Safety Flooring | SM | 14.2417 | Sheet Flooring:Take up any type of existing loose sheet or other non-slip sheet flooring, clean off flooring/bed under, refix flooring with adhesive, all cutting, labours, upstands and clean off. | Sheet Flooring:Take up any type of existing loose proprietary non-slip sheet flooring, clean off flooring and bed under and refix flooring with adhesive including latex self levelling screed as necessary including all necessary cutting, all labours, upstands, silicone sealant at perimeters and clean off and remove waste and debris. | 14.2417
432701 |  | R | N | Y | N | FL | SKIRTING:RENEW VINYL ETC NE 1.0LM | Wall and Floor Tile and Sheet Finishes | Wall and Floor Finishes | Skirtings - Plastic, Vinyl, Lino or Rubber | IT | 13.6093 | Skirting:Renew or fix new plastic vinyl lino or rubber skirting including remove existing as necessary, fix new with adhesive including all cutting and labours in lengths ne 1.00m. | Skirting:Renew or fix new plastic, vinyl, lino or rubber skirting including remove existing as necessary, fix new with adhesive including all cutting and labours in lengths ne 1.00m and remove waste and debris. | 13.6093
432703 |  | R | N | Y | N | FL | SKIRTING:RENEW VINYL ETC OVER 1.0M | Wall and Floor Tile and Sheet Finishes | Wall and Floor Finishes | Skirtings - Plastic, Vinyl, Lino or Rubber | LM | 17.4241 | Skirting:Renew or fix new plastic, vinyl, lino or rubber skirting including remove existing as necessary, fix new with adhesive including all cutting and labours and remove waste and debris. | Skirting:Renew or fix new plastic, vinyl, lino or rubber skirting including remove existing as necessary, fix new with adhesive including all cutting and labours and remove waste and debris. | 17.4241
432705 |  | R | N | N | N | FL | SKIRTING:REFIX VINYL ETC NE 1.0LM | Wall and Floor Tile and Sheet Finishes | Wall and Floor Finishes | Skirtings - Plastic, Vinyl, Lino or Rubber | IT | 9.1984 | Skirting:Refix loose plastic, vinyl, lino or rubber skirting including remove existing as necessary, refix with adhesive including all labours in lengths ne 1.00m and remove waste and debris. | Skirting:Refix loose plastic, vinyl, lino or rubber skirting including remove existing as necessary, refix with adhesive including all labours in lengths ne 1.00m and remove waste and debris. | 9.1984
432707 |  | R | N | N | N | FL | SKIRTING:REFIX VINYL ETC OVER 1.0M | Wall and Floor Tile and Sheet Finishes | Wall and Floor Finishes | Skirtings - Plastic, Vinyl, Lino or Rubber | LM | 11.539 | Skirting:Refix loose plastic, vinyl, lino or rubber skirting including remove existing as necessary, refix with adhesive including all labours and remove waste and debris. | Skirting:Refix loose plastic, vinyl, lino or rubber skirting including remove existing as necessary, refix with adhesive including all labours and remove waste and debris. | 11.539
432901 |  | R | N | Y | N | FL | NOSING:RENEW ALLOY NOSING TO STEP | Wall and Floor Tile and Sheet Finishes | Wall and Floor Finishes | Nosings | NO | 46.1504 | Nosing:Renew any size or type of proprietary alloy nosing to step including drilling and plugging as necessary and remove waste and debris. | Nosing:Renew any size or type of proprietary alloy nosing to step including drilling and plugging as necessary and remove waste and debris. | 46.1504
432903 |  | R | N | Y | N | FL | NOSING:SUPPLY AND FIX NOSING TO STEP | Wall and Floor Tile and Sheet Finishes | Wall and Floor Finishes | Nosings | NO | 40.5915 | Nosing:Supply and fix any size or type of proprietary alloy nosing to step including all necessary drilling and plugging and remove waste and debris. | Nosing:Supply and fix any size or type of proprietary alloy nosing to step including all necessary drilling and plugging and remove waste and debris. | 40.5915
432905 |  | R | N | N | N | FL | NOSING:REFIX TO STEP | Wall and Floor Tile and Sheet Finishes | Wall and Floor Finishes | Nosings | NO | 18.1392 | Nosing:Take off and refix any size or type of nosing to step including drilling and plugging as necessary. | Nosing:Take off and refix any size or type of nosing to step including drilling and plugging as necessary. | 18.1392
432907 |  | R | N | Y | N | FL | NOSING:RENEW PVCU NOSING TO STEP | Wall and Floor Tile and Sheet Finishes | Wall and Floor Finishes | Nosings | NO | 35.6775 | Nosing:Renew any size or type of proprietary PVCu nosing to step including drilling and plugging as necessary and remove waste and debris. | Nosing:Renew any size or type of proprietary PVCu nosing to step including drilling and plugging as necessary and remove waste and debris. | 35.6775
432911 |  | R | N | N | N | FL | NOSING:RENEW HI VIS NON SLIP TYPE | Wall and Floor Tile and Sheet Finishes | Wall and Floor Finishes | Nosings | NO | 43.2839 | Nosing:Renew any size or type of proprietary high visibility non-slip fibreglass nosing, remove existing, including drilling and plugging as necessary and remove waste and debris. | Nosing:Renew any size or type of proprietary high visibility non-slip fibreglass nosing, remove existing, including drilling and plugging as necessary and remove waste and debris. | 43.2839
432913 |  | R | N | N | N | FL | NOSING:INSTALL HI VIS NON SLIP TYPE | Wall and Floor Tile and Sheet Finishes | Wall and Floor Finishes | Nosings | NO | 38.0175 | Nosing:Supply and fix any size or type of proprietary high visibility non-slip nosing, including drilling and plugging as necessary and remove waste and debris. | Nosing:Supply and fix any size or type of proprietary high visibility non-slip nosing, including drilling and plugging as necessary and remove waste and debris. | 38.0175
432915 |  | R | N | N | N | FL | STAIRCASE:HIGHLIGHT EDGE HI-VIS PAINT | Wall and Floor Tile and Sheet Finishes | Wall and Floor Finishes | Nosings | NO | 18.8997 | Staircase:Prepare, rub down, wash down, surfaces, fix masking tape and apply two coats of high visibility grip paint to highlight edge of step, remove masking tape, make good, remove waste and debris. | Staircase:Prepare, rub down, wash down, surfaces, fix masking tape and apply two coats of high visibility grip paint to highlight edge of step, remove masking tape, make good, remove waste and debris. | 18.8997
433001 |  | R | N | Y | N | FL | SEALANT TO PERIMETER:RENEW TO FLOORING | Wall and Floor Tile and Sheet Finishes | Wall and Floor Finishes | Silicone Sealant to Flooring | LM | 3.1656 | Sealant to Perimeter:Rake out existing and renew clear silicone sealant to perimert of existing vinyl tile or sheet flooring or upstands. | Sealant to Perimeter:Rake out existing and renew clear silicone sealant to perimert of existing vinyl tile or sheet flooring or upstands. | 3.1656
433101 |  | R | N | N | N | FL | LAMINATE FLOORING:TAKE UP AND MAKE GOOD | Wall and Floor Tile and Sheet Finishes | Wall and Floor Finishes | Laminate Flooring | SM | 28.7174 | Laminate Flooring:Take up existing laminate flooring, including make good bed under, prepare surface for alternative finish, including laying latex self levelling screed and remove waste and debris. | Laminate Flooring:Take up existing laminate flooring, including make good bed under, prepare surface for alternative finish, including laying latex self levelling screed and remove waste and debris. | 28.7174
433103 |  | R | N | N | N | FL | LAMINATE FLOORING:LAY NEW WITH SUB-BASE | Wall and Floor Tile and Sheet Finishes | Wall and Floor Finishes | Laminate Flooring | SM | 49.3627 | Laminate Flooring:Supply and lay new ne 8mm laminate flooring on any type of base, including preparation of surface, insulating fibreboard, foam underlay, all cover trims and remove waste and debris. | Laminate Flooring:Supply and lay new ne 8mm laminate flooring on any type of base, including preparation of surface, insulating fibreboard, foam underlay, all cover trims and remove waste and debris. | 49.3627
433105 |  | R | N | N | N | FL | LAMINATE FLOORING:RENEW WITH SUB-BASE | Wall and Floor Tile and Sheet Finishes | Wall and Floor Finishes | Laminate Flooring | SM | 54.9217 | Laminate Flooring:Take up existing flooring and sub-base and lay new ne 8mm laminate flooring on any type of base, insulating fibreboard, foam underlay, cover trims, remove waste and debris. | Laminate Flooring:Take up existing flooring and sub-base, prepare surface and lay new ne 8mm laminate flooring on any type of base, including insulating fibreboard, foam underlay, all cover trims and remove waste and debris. | 54.9217
433107 |  | R | N | N | N | FL | LAMINATE FLOORING:INSTALL THRESHOLD TRIM | Wall and Floor Tile and Sheet Finishes | Wall and Floor Finishes | Laminate Flooring | LM | 26.0053 | Laminate Flooring:Supply and fix threshold trim to match laminate floor decor, including trim to length and remove waste and debris. | Laminate Flooring:Supply and fix threshold trim to match laminate floor decor, including trim to length and remove waste and debris. | 26.0053
435021 |  | R | N | N | N | PA | GUTTER:CLEAN OUT PRIOR TO DECORATION | Painting and Decorating | Preparation - External and Internal | Works Prior to Painting | LM | 4.493 | Gutter:Clean out eaves gutter prior to redecoration including flush out and test and remove waste and debris. | Gutter:Clean out eaves gutter prior to redecoration including flush out and test and remove waste and debris. | 4.493
435101 |  | R | N | N | N | PA | SURFACE:STRIP BACK SURFACES OVER 300MM | Painting and Decorating | Preparation - External and Internal | Preparation - General Surfaces | SM | 15.4936 | Surface:Apply paint remover, strip off paint to surfaces or using cyclone stripper, or burn off, or scrape off, wire brush, prepare surfaces over 300mm girth for redecoration. | Surface:Apply paint remover, strip off paint to surfaces in accordance with manufacturers technical data sheet or using cyclone stripper, or burn off, or scrape off, wire brush, prepare and bring forward general surfaces over 300mm girth for redecoration and remove waste and debris. | 15.4936
435103 |  | R | N | N | N | PA | SURFACE:STRIP BACK SURFACES NE 300MM | Painting and Decorating | Preparation - External and Internal | Preparation - General Surfaces | LM | 5.892 | Surface:Apply paint remover, strip off paint to surfaces or using cyclone stripper, or burn off, or scrape off, wire brush, prepare surfaces ne 300mm girth for redecoration. | Surface:Apply paint remover, strip off paint to surfaces in accordance with manufacturers technical data sheet or using cyclone stripper, or burn off, or scrape off, wire brush, prepare and bring forward general surfaces ne 300mm girth for redecoration and remove waste and debris. | 5.892
435113 |  | R | N | N | N | PA | SURFACE:STRIP BACK WINDOWS | Painting and Decorating | Preparation - External and Internal | Preparation - General Surfaces | SM | 27.2029 | Surfaces:Apply paint remover, strip off paint to general surfaces of windows or using cyclone stripper, or burn off, or scrape off, wire brush, prepare to decorate. | Surface:Apply paint remover, strip off paint to general surfaces of windows in accordance with manufacturers technical data sheet or using cyclone stripper, or burn off, or scrape off, wire brush, prepare and bring forward general surfaces for redecoration, including all beads, edges, rebates, opening edges and the like and remove waste and debris. | 27.2029
435119 |  | R | N | N | N | PA | SEALER:APPLY ONE COAT TO WALLS AND CEILINGS | Painting and Decorating | Preparation - External and Internal | Preparation - General Surfaces | SM | 6.7055 | Sealer:Prepare and apply one coat of sealer stabilizer to walls or ceilings in accordance with manufacturers technical data sheet. | Sealer:Prepare and apply one coat of sealer stabilizer to walls or ceilings in accordance with manufacturers technical data sheet. | 6.7055
435121 |  | R | N | N | N | PA | STAIN BLOCK:APPLY ONE COAT | Painting and Decorating | Preparation - External and Internal | Preparation - General Surfaces | SM | 9.2741 | Stain Block:Apply one coat of stain block to plastered ceiling strictly in accordance with the manufacturers technical data sheet. | Stain Block:Apply one coat of stain block to plastered ceiling strictly in accordance with the manufacturers technical data sheet. | 9.2741
435301 |  | R | N | N | N | PA | WALLS:BRUSH AND WASH DOWN | Painting and Decorating | Preparation - External and Internal | Preparation - External Walls | SM | 3.072 | Walls:Brush or scrape and wire brush and wash down painted surfaces of walls to remove grime or soot or to remove flaking paint from walls. | Walls:Brush or scrape and wire brush and wash down painted surfaces of walls to remove grime or soot or to remove flaking paint from walls. | 3.072
435501 |  | U | N | N | Y | PA | SURFACES:REMOVE GRAFFITI RINSE DRY | Specialist Treatments | Specialist Treatments | Graffiti Removal - External Surfaces | SM | 13.879 | Surfaces:Clean existing graffiti covered surfaces with proprietary graffiti removal or stripper, apply high pressure hot water rinse to remove all traces of remover or stripper, paint, debris etc. | Surfaces:Clean existing graffiti covered surfaces with proprietary graffiti removal or paint stripper, apply a thorough high pressure hot water rinse to remove all traces of remover or stripper, paint, debris etc., and allow to dry. | 13.879
435511 |  | R | N | N | N | PA | SURFACES:APPLY ANTI-GRAFFITI PAINT | Specialist Treatments | Specialist Treatments | Graffiti Removal - External Surfaces | SM | 9.6487 | Surfaces:Apply anti-graffiti paint strictly in accordance with the manufacturers technical data sheet to vulnerable external surfaces of brickwork, concrete and timber as directed. | Surfaces:Apply anti-graffiti paint strictly in accordance with the manufacturers technical data sheet to vulnerable external surfaces of brickwork, concrete and timber as directed. | 9.6487
436051 |  | R | N | N | N | PA | SOFFIT:WASH APPLY 2 COATS SMOOTH MASONRY PAINT | Painting and Decorating | External Decoration | Masonry (Smooth or Textured) Paint - Ext Walls | SM | 17.5323 | Soffit:Wash down, fill in cracks and holes, sand smooth and apply two coats of smooth or textured masonry paint to rendered or concrete canopies or soffits. | Soffit:Wash down, fill in cracks and holes, sand smooth and apply two coats of smooth or textured masonry paint to rendered or concrete canopies or soffits. | 17.5323
436053 |  | R | N | N | N | PA | SOFFIT:WASH APPLY SEALER 2 COATS MASONRY PAINT | Painting and Decorating | External Decoration | Masonry (Smooth or Textured) Paint - Ext Walls | SM | 20.1017 | Soffit:Wash down, fill in cracks and holes, sand smooth and apply one coat of sealer and two coats of smooth or textured masonry paint to rendered or concrete soffits. | Soffit:Wash down, fill in cracks and holes, sand smooth and apply one coat of sealer and two coats of smooth or textured masonry paint to rendered or concrete soffits. | 20.1017
436071 |  | R | N | N | N | PA | WALLS:APPLY 2 COATS MASONRY PAINT - RENDER | Painting and Decorating | External Decoration | Masonry (Smooth or Textured) Paint - Ext Walls | SM | 11.3633 | Walls:Prepare and apply two coats smooth or textured masonry paint to external rendered surfaces of walls. | Walls:Prepare and apply two coats smooth or textured masonry paint to external rendered surfaces of walls. | 11.3633
436072 |  | R | N | N | N | PA | WALLS:APPLY 2 COATS MASONRY PAINT - BRICK | Painting and Decorating | External Decoration | Masonry (Smooth or Textured) Paint - Ext Walls | SM | 12.475 | Walls:Prepare and apply two coats smooth or textured masonry paint to brickwork or concrete surfaces of walls. | Walls:Prepare and apply two coats smooth or textured masonry paint to brickwork or concrete surfaces of walls. | 12.475
436073 |  | R | N | N | N | PA | WALLS:WASH APPLY 2 COATS MASONRY PAINT - RENDER | Painting and Decorating | External Decoration | Masonry (Smooth or Textured) Paint - Ext Walls | SM | 13.5868 | Walls:Wash down, fill in cracks and holes, sand smooth and apply two coats of smooth or textured masonry paint to rendered or concrete surfaces of walls. | Walls:Wash down, fill in cracks and holes, sand smooth and apply two coats of smooth or textured masonry paint to rendered or concrete surfaces of walls. | 13.5868
436074 |  | R | N | N | N | PA | WALLS:WASH APPLY 2 COATS MASONRY PAINT - BRICK | Painting and Decorating | External Decoration | Masonry (Smooth or Textured) Paint - Ext Walls | SM | 14.6984 | Walls:Wash down, fill in cracks and holes, sand down and apply two coats of smooth or textured masonry paint to brickwork surfaces of walls. | Walls:Wash down, fill in cracks and holes, sand down and apply two coats of smooth or textured masonry paint to brickwork surfaces of walls. | 14.6984
436081 |  | R | N | N | N | PA | WALLS:APPLY SEALER 2 COATS MASONRY - RENDER | Painting and Decorating | External Decoration | Masonry (Smooth or Textured) Paint - Ext Walls | SM | 13.2472 | Walls:Prepare and apply one coat of stabilising solution and two coats smooth or textured masonry paint to external rendered surfaces of walls. | Walls:Prepare and apply one coat of stabilising solution and two coats smooth or textured masonry paint to external rendered surfaces of walls. | 13.2472
436082 |  | R | N | N | N | PA | WALLS:APPLY SEALER 2 COATS MASONRY - BRICK | Painting and Decorating | External Decoration | Masonry (Smooth or Textured) Paint - Ext Walls | SM | 14.359 | Walls:Prepare and apply one coat of stabilising solution and two coats smooth or textured masonry paint to brickwork or concrete surfaces of walls. | Walls:Prepare and apply one coat of stabilising solution and two coats smooth or textured masonry paint to brickwork or concrete surfaces of walls. | 14.359
436083 |  | R | N | N | N | PA | WALLS:WASH APPLY SEALER 2 COATS MASONRY - RENDER | Painting and Decorating | External Decoration | Masonry (Smooth or Textured) Paint - Ext Walls | SM | 16.0267 | Walls:Wash down, fill in cracks and holes, sand down and apply one coat of stabilising solution and two coats of smooth or textured masonry paint to rendered or concrete walls. | Walls:Wash down, fill in cracks and holes, sand down and apply one coat of stabilising solution and two coats of smooth or textured masonry paint to rendered or concrete walls. | 16.0267
436084 |  | R | N | N | N | PA | WALLS:WASH APPLY SEALER 2 COATS MASONRY - BRICK | Painting and Decorating | External Decoration | Masonry (Smooth or Textured) Paint - Ext Walls | SM | 17.1384 | Walls:Wash down, fill in cracks and holes, sand down and apply one coat of stabilising solution and two coats of smooth or textured masonry paint to brickwork surfaces of walls. | Walls:Wash down, fill in cracks and holes, sand down and apply one coat of stabilising solution and two coats of smooth or textured masonry paint to brickwork surfaces of walls. | 17.1384
436102 |  | R | N | Y | N | PA | WALLS:APPLY 2 COATS EXTERNAL MASONRY W/PROOFER | Painting and Decorating | External Decoration | Masonry Waterproofer - External Walls - Two Coats | SM | 12.3227 | Walls:Brush down and prepare for and apply two coats of external masonry waterproofer to general surfaces of walls. | Walls:Brush down and prepare for and apply two coats of external masonry waterproofer to general surfaces of walls. | 12.3227
436104 |  | R | N | Y | N | PA | WALLS:SEALER - 2 COATS EXTERNAL MASONRY W/PROOFER | Painting and Decorating | External Decoration | Masonry Waterproofer - External Walls - Two Coats | SM | 18.0978 | Walls:Brush down and prepare for and apply one coat of sealer and two coats of external masonry waterproofer to general surfaces of walls. | Walls:Brush down and prepare for and apply one coat of sealer and two coats of external masonry waterproofer to general surfaces of walls. | 18.0978
436152 |  | R | N | Y | N | PA | WALLS:BRUSH APPLY WATERPROOFING RENDER | Painting and Decorating | External Decoration | Water Proofing - External Walls - One Coat | SM | 9.4324 | Walls:Brush, wash down and apply one coat of bitumen based waterproofing to rendered surfaces of walls. | Walls:Brush, wash down and apply one coat of bitumen based waterproofing to rendered surfaces of walls. | 9.4324
436154 |  | R | N | Y | N | PA | WALLS:BRUSH APPLY WATERPROOFING BRICK | Painting and Decorating | External Decoration | Water Proofing - External Walls - One Coat | SM | 10.5443 | Walls:Brush, wash down and apply one coat of bitumen based waterproofing to surfaces of brick or stone walls. | Walls:Brush, wash down and apply one coat of bitumen based waterproofing to surfaces of brick or stone walls. | 10.5443
436201 |  | R | N | N | N | PA | GARAGE DOOR:PREPARE PRIME PAINT 2 GLOSS | Painting and Decorating | External Decoration | Oil Paint - Metalwork | IT | 119.8538 | Garage Door:Rub down, prepare, apply coat of primer, one undercoat, two coats of gloss paint on external surfaces of up and over metal garage door (one side and edges). | Garage Door:Rub down, prepare, apply coat of primer, one undercoat, two coats of gloss paint on external surfaces of up and over metal garage door (one side and edges). | 119.8538
436203 |  | R | N | N | N | PA | DOOR FRAME:PREPARE PAINT 2 GLOSS NE 300MM | Painting and Decorating | External Decoration | Oil Paint - Metalwork | LM | 8.42 | Door Frame:Rub down, prepare, apply coat of primer, one undercoat, two coats of gloss paint on external surfaces of metal frames ne 300mm girth. | Door Frame:Rub down, prepare, apply coat of primer, one undercoat, two coats of gloss paint on external surfaces of metal frames ne 300mm girth. | 8.42
436205 |  | R | N | N | N | PA | DOOR:PREPARE PRIME PAINT 2 GLOSS METAL DOOR | Painting and Decorating | External Decoration | Oil Paint - Metalwork | IT | 78.5545 | Door:Rub down, prepare for and apply one coat of primer, one undercoat and two coats of gloss paint on any size single metal door (both sides and edges). | Door:Rub down, prepare for and apply one coat of primer, one undercoat and two coats of gloss paint on any size single metal door (both sides and edges). | 78.5545
436207 |  | R | N | N | N | PA | DOOR:PREPARE PRIME PAINT 2 GLOSS METAL GLAZED | Painting and Decorating | External Decoration | Oil Paint - Metalwork | IT | 93.5171 | Door:Rub down, prepare for and apply one coat of primer, one undercoat and two coats of gloss paint on any size single glazed metal door (both sides and edges). | Door:Rub down, prepare for and apply one coat of primer, one undercoat and two coats of gloss paint on any size single glazed metal door (both sides and edges). | 93.5171
436209 |  | R | N | N | N | PA | WINDOW:PREPARE PRIME PAINT 2 GLOSS METAL | Painting and Decorating | External Decoration | Oil Paint - Metalwork | SM | 32.3518 | Window:Rub down, prepare for and apply a coat of primer, one undercoat, and two coats of gloss paint on surface of metal window (one side and edges). | Window:Rub down, prepare for and apply a coat of primer, one undercoat, and two coats of gloss paint on surface of metal window (one side and edges). | 32.3518
436215 |  | R | N | N | N | PA | GATES:PREPARE PRIME PAINT GATE AND POSTS | Painting and Decorating | External Decoration | Oil Paint - Metalwork | IT | 35.2357 | Gates:Wire brush, prepare for and apply one coat primer, one undercoat, two coats of gloss paint to both sides of any size type single metal gate including all edges and all surfaces of posts. | Gates:Wire brush, prepare for and apply one coat primer, one undercoat, two coats of gloss paint to both sides of any size type single metal gate including all edges and all surfaces of posts. | 35.2357
436217 |  | R | N | N | N | PA | BALUSTRADING:PREPARE PRIME PAINT SURFACES | Painting and Decorating | External Decoration | Oil Paint - Metalwork | SM | 33.0295 | Balustrading:Wire brush, prepare for and apply one coat of primer, one undercoat, two coats of gloss paint on ornamental metal balustrading, railings or gates (measured both sides). | Balustrading:Wire brush, prepare for and apply one coat of primer, one undercoat, two coats of gloss paint on ornamental metal balustrading, railings or gates (measured both sides). | 33.0295
436219 |  | R | N | N | N | PA | STAIRCASE:PREPARE PRIME PAINT METAL STAIRS | Painting and Decorating | External Decoration | Oil Paint - Metalwork | SM | 31.9583 | Staircase:Wire brush, prepare for and apply one coat of primer, one undercoat, two coats of gloss paint on metal staircase, strings, handrail balustrading (measured both sides). | Staircase:Wire brush, prepare for and apply one coat of primer, one undercoat, two coats of gloss paint on metal staircase, strings, handrail balustrading (measured both sides). | 31.9583
436221 |  | R | N | N | N | PA | GUTTER:PREPARE PRIME PAINT EAVES GUTTER | Painting and Decorating | External Decoration | Oil Paint - Metalwork | LM | 6.2575 | Gutter:Wire brush, prepare and apply coat of primer, one undercoat and two coats of gloss paint to outside of eaves gutter including brackets. | Gutter:Wire brush, prepare and apply coat of primer, one undercoat and two coats of gloss paint to outside of eaves gutter including brackets. | 6.2575
436223 |  | R | N | N | N | PA | PIPEWORK:PREPARE PRIME PAINT NE 300MM | Painting and Decorating | External Decoration | Oil Paint - Metalwork | LM | 3.5751 | Pipework:Wire brush, prepare for and apply coat of primer, one undercoat and two coats of gloss paint to external pipework ne 300mm girth including brackets. | Pipework:Wire brush, prepare for and apply coat of primer, one undercoat and two coats of gloss paint to external pipework ne 300mm girth including brackets. | 3.5751
436601 |  | R | N | N | N | PA | GARAGE DOOR:PREPARE PRIME EXTENDED LIFE PAINT | Painting and Decorating | External Decoration | Extended Life Paint - Metalwork | IT | 105.7085 | Garage Door:Rub down, prepare, apply coat of primer, two coats of 8 years all weather protection metal gloss finish paint on external surfaces of up and over metal garage door (one side and edges). | Garage Door:Rub down, prepare, apply coat of primer, two coats of 8 years all weather protection metal gloss finish paint on external surfaces of up and over metal garage door (one side and edges). | 105.7085
436603 |  | R | N | N | N | PA | DOOR FRAME:PREP PRIME EXTENDED LIFE PAINT NE 300MM | Painting and Decorating | External Decoration | Extended Life Paint - Metalwork | LM | 8.2679 | Door Frame:Rub down, prepare, apply coat of primer, two coats of 8 years all weather protection metal gloss finish paint on external surfaces of metal frames ne 300mm girth. | Door Frame:Rub down, prepare, apply coat of primer, two coats of 8 years all weather protection metal gloss finish paint on external surfaces of metal frames ne 300mm girth. | 8.2679
436605 |  | R | N | N | N | PA | DOOR:PREPARE PRIME EXTENDED LIFE PAINT METAL | Painting and Decorating | External Decoration | Extended Life Paint - Metalwork | IT | 105.1486 | Door:Rub down, prepare for and apply one coat of primer, two coats of 8 years all weather protection metal gloss finish paint on any size single metal door (both sides and edges). | Door:Rub down, prepare for and apply one coat of primer, two coats of 8 years all weather protection metal gloss finish paint on any size single metal door (both sides and edges). | 105.1486
436607 |  | R | N | N | N | PA | DOOR:PREP PRIME EXTENDED LIFE PAINT METAL GLAZED | Painting and Decorating | External Decoration | Extended Life Paint - Metalwork | IT | 98.3375 | Door:Rub down, prepare for and apply one coat of primer, two coats of 8 years all weather protection metal gloss finish paint on any size single glazed metal door (both sides and edges). | Door:Rub down, prepare for and apply one coat of primer, two coats of 8 years all weather protection metal gloss finish paint on any size single glazed metal door (both sides and edges). | 98.3375
436609 |  | R | N | N | N | PA | WINDOW:PREPARE EXTENDED LIFE PAINT METAL | Painting and Decorating | External Decoration | Extended Life Paint - Metalwork | SM | 29.2045 | Window:Rub down, prepare for and apply a coat of primer, two coats of 8 years all weather protection metal gloss finish paint on surface of metal window (one side and edges). | Window:Rub down, prepare for and apply a coat of primer, two coats of 8 years all weather protection metal gloss finish paint on surface of metal window (one side and edges). | 29.2045
436615 |  | R | N | N | N | PA | GATES:PREP PRIME EXTENDED LIFE PAINT GATE + POSTS | Painting and Decorating | External Decoration | Extended Life Paint - Metalwork | IT | 30.3568 | Gates:Wire brush, prepare for, and apply one coat primer, two coats of metalshield paint to both sides of any size type single metal gate including all edges and all surfaces of posts. | Gates:Wire brush, prepare for and apply one coat primer, two coats of 8 years all weather protection metal gloss finish paint to both sides of any size type single metal gate including all edges and all surfaces of posts. | 30.3568
436617 |  | R | N | N | N | PA | RAILINGS-ORNAMENTAL:PRIME EXTENDED LIFE PAINT | Painting and Decorating | External Decoration | Extended Life Paint - Metalwork | SM | 28.4314 | Railings:Wire brush, prepare for and apply one coat of primer, two coats of metalshield paint on ornamental metal balustrading, railings or gates (measured both sides). | Balustrading:Wire brush, prepare for and apply one coat of primer, two coats of 8 years all weather protection metal gloss finish paint on ornamental metal balustrading, railings or gates (measured both sides). | 28.4314
436619 |  | R | N | N | N | PA | STAIRCASE:PREPARE PRIME EXTENDED LIFE PAINT METAL | Painting and Decorating | External Decoration | Extended Life Paint - Metalwork | SM | 27.3602 | Staircase:Wire brush, prepare for and apply one coat of primer, two coats of metalshield paint on metal staircase, strings, handrail balustrading (measured both sides). | Staircase:Wire brush, prepare for and apply one coat of primer, two coats of 8 years all weather protection metal gloss finish paint on metal staircase, strings, handrail balustrading (measured both sides). | 27.3602
436621 |  | R | N | N | N | PA | GUTTER:PREPARE PRIME EXTENDED LIFE PAINT EAVES | Painting and Decorating | External Decoration | Extended Life Paint - Metalwork | LM | 6.0001 | Gutter:Wire brush, prepare and apply coat of primer, two coats of 8 years all weather protection metal gloss finish paint to outside of eaves gutter including brackets. | Gutter:Wire brush, prepare and apply coat of primer, two coats of 8 years all weather protection metal gloss finish paint to outside of eaves gutter including brackets. | 6.0001
436623 |  | R | N | N | N | PA | PIPEWORK:PREPARE PRIME EXTENDED LIFE PAINT NE300MM | Painting and Decorating | External Decoration | Extended Life Paint - Metalwork | LM | 3.8208 | Pipework:Wire brush, prepare for and apply coat of primer, two coats of 8 years all weather protection metal gloss finish paint to external pipework ne 300mm girth including brackets. | Pipework:Wire brush, prepare for and apply coat of primer, two coats of 8 years all weather protection metal gloss finish paint to external pipework ne 300mm girth including brackets. | 3.8208
436625 |  | R | N | N | N | PA | RAILINGS-HAIRPIN:PRIME EXTENDED LIFE PAINT | Painting and Decorating | External Decoration | Extended Life Paint - Metalwork | SM | 15.0902 | Railings, Fencing and Gates - Hairpin:Wire brush, prepare for and apply one coat of primer, two coats of metalshield paint on hairpin metal balustrading, railings or gates (measured both sides). | Railings, Fencing and Gates - Hairpin:Wire brush, prepare for and apply one coat of primer, two coats of 8 years all weather protection metal gloss finish paint on hairpin metal balustrading, railings or gates (measured both sides). | 15.0902
436627 |  | R | N | N | N | PA | RAILINGS-PLAIN OPEN:PRIME EXTENDED LIFE PAINT | Painting and Decorating | External Decoration | Extended Life Paint - Metalwork | SM | 13.4225 | Railings, Fencing and Gates - Plain Open:Wire brush, prepare for and apply one coat of primer, two coats of metalshield paint on plain open metal balustrading, railings or gates (measured both sides). | Railings, Fencing and Gates - Plain Open:Wire brush, prepare for and apply one coat of primer, two coats of 8 years all weather protection metal gloss finish paint on plain open metal balustrading, railings or gates (measured both sides). | 13.4225
436629 |  | R | N | N | N | PA | RAILINGS-CLOSE TYPE:PRIME EXTENDED LIFE PAINT | Painting and Decorating | External Decoration | Extended Life Paint - Metalwork | SM | 10.643 | Railings, Fencing and Gates - Close Type:Wire brush, prepare for and apply one coat of primer, two coats of metalshield paint on close type metal balustrading, railings or gates (measured both sides). | Railings, Fencing and Gates - Close Type:Wire brush, prepare for and apply one coat of primer, two coats of 8 years all weather protection metal gloss finish paint on close type metal balustrading, railings or gates (measured both sides). | 10.643
436701 |  | R | N | N | N | PA | GARAGE DOOR:PREPARE 2 COATS EXTENDED LIFE PAINT | Painting and Decorating | External Decoration | Extended Life Paint - Existing Metalwork - 2 Coat | IT | 71.8768 | Door:Wire brush, prepare, spot prime and apply two coats of metalshield paint on existing painted external surfaces of up and over metal garage door (one side and edges). | Garage Door:Wire brush, prepare, spot prime and apply two coats of 8 years all weather protection metal gloss finish paint on existing painted external surfaces of up and over metal garage door (one side and edges). | 71.8768
436703 |  | R | N | N | N | PA | DOOR FRAMES:PREP 2 CTS EXTENDED LIFE PAINT NE300MM | Painting and Decorating | External Decoration | Extended Life Paint - Existing Metalwork - 2 Coat | LM | 6.7817 | Door Frames:Wire brush, prepare, spot prime and apply two coats of 8 years all weather protection metal gloss finish paint on existing painted external surfaces of metal frames ne 300mm girth. | Door Frames:Wire brush, prepare, spot prime and apply two coats of 8 years all weather protection metal gloss finish paint on existing painted external surfaces of metal frames ne 300mm girth. | 6.7817
436705 |  | R | N | N | N | PA | DOOR:PREPARE 2 COATS EXTENDED LIFE PAINT METAL | Painting and Decorating | External Decoration | Extended Life Paint - Existing Metalwork - 2 Coat | IT | 64.045 | Door:Wire brush, prepare, spot prime and apply two coats of extended life paint on existing painted external surfaces of any size single metal door (both sides and edges). | Door:Wire brush, prepare, spot prime and apply two coats of 8 years all weather protection metal gloss finish paint on existing painted external surfaces of any size single metal door (both sides and edges). | 64.045
436707 |  | R | N | N | N | PA | DOOR:PREP 2 COATS EXTENDED LIFE PAINT METAL GLAZED | Painting and Decorating | External Decoration | Extended Life Paint - Existing Metalwork - 2 Coat | IT | 42.1466 | Door:Wire brush, prepare, spot prime and apply two coats of extended life paint on existing painted external surfaces of any size single glazed metal door (both sides and edges). | Door:Wire brush, prepare, spot prime and apply two coats of 8 years all weather protection metal gloss finish paint on existing painted external surfaces of any size single glazed metal door (both sides and edges). | 42.1466
436709 |  | R | N | N | N | PA | WINDOW:PREPARE 2 COATS EXTENDED LIFE PAINT METAL | Painting and Decorating | External Decoration | Extended Life Paint - Existing Metalwork - 2 Coat | IT | 22.7855 | Window:Wire brush, prepare, spot prime and apply two coats of metalshield paint on existing painted external surface of metal window ne 1.5sm overall (one side and edges). | Window:Wire brush, prepare, spot prime and apply two coats of 8 years all weather protection metal gloss finish paint on existing painted external surface of metal window ne 1.5sm overall (one side and edges). | 22.7855
436715 |  | R | N | N | N | PA | GATES:PREP 2 COATS EXTENDED LIFE PAINT GATE+POSTS | Painting and Decorating | External Decoration | Extended Life Paint - Existing Metalwork - 2 Coat | IT | 37.7708 | Gates:Wire brush, prepare, spot prime and apply two coats of metalshield paint to both sides of existing painted any size/type single metal gate including all edges and all surfaces of posts. | Gates:Wire brush, prepare, spot prime and apply two coats of 8 years all weather protection metal gloss finish paint to both sides of existing painted any size/type single metal gate including all edges and all surfaces of posts. | 37.7708
436717 |  | R | N | N | N | PA | RAILINGS-ORNAMENTAL:2 COATS EXTENDED LIFE PAINT | Painting and Decorating | External Decoration | Extended Life Paint - Existing Metalwork - 2 Coat | SM | 24.4235 | Railings:Wire brush, prepare, spot prime and apply two coats of metalshield paint on existing painted surfaces of ornamental metal balustrading, railings or gates (measured both sides). | Balustrading:Wire brush, prepare, spot prime and apply two coats of 8 years all weather protection metal gloss finish paint on existing painted surfaces of ornamental metal balustrading, railings or gates (measured both sides). | 24.4235
436719 |  | R | N | N | N | PA | STAIRCASE:PREPARE 2 CTS EXTENDED LIFE PAINT METAL | Painting and Decorating | External Decoration | Extended Life Paint - Existing Metalwork - 2 Coat | SM | 24.3996 | Staircase:Wire brush, prepare, spot prime and apply two coats of metalshield paint on existing painted surfaces of metal staircase, strings, handrail balustrading (measured both sides). | Staircase:Wire brush, prepare, spot prime and apply two coats of 8 years all weather protection metal gloss finish paint on existing painted surfaces of metal staircase, strings, handrail balustrading (measured both sides). | 24.3996
436721 |  | R | N | N | N | PA | GUTTER:PREPARE 2 COATS EXTENDED LIFE PAINT EAVES | Painting and Decorating | External Decoration | Extended Life Paint - Existing Metalwork - 2 Coat | LM | 6.6765 | Gutter:Wire brush, prepare, spot prime and apply two coats of 8 years all weather protection metal gloss finish paint to existing painted surfaces outside of eaves gutter including brackets. | Gutter:Wire brush, prepare, spot prime and apply two coats of 8 years all weather protection metal gloss finish paint to existing painted surfaces outside of eaves gutter including brackets. | 6.6765
436723 |  | R | N | N | N | PA | PIPEWORK:PREP 2 COATS EXTENDED LIFE PAINT NE300MM | Painting and Decorating | External Decoration | Extended Life Paint - Existing Metalwork - 2 Coat | LM | 4.5582 | Pipework:Wire brush, prepare, spot prime and apply two coats of metalshield paint to existing painted surfaces of external pipework ne 300mm girth including brackets. | Pipework:Wire brush, prepare, spot prime and apply two coats of 8 years all weather protection metal gloss finish paint paint to existing painted surfaces of external pipework ne 300mm girth including brackets. | 4.5582
436725 |  | R | N | N | N | PA | RAILINGS-HAIRPIN:2 COATS EXTENDED LIFE PAINT | Painting and Decorating | External Decoration | Extended Life Paint - Existing Metalwork - 2 Coat | SM | 13.8617 | Railings, Fencing and Gates - Hairpin:Wire brush, prepare for and apply one coat of primer, two coats of metalshield paint on hairpin metal balustrading, railings or gates (measured both sides). | Railings, Fencing and Gates - Hairpin:Wire brush, prepare for and apply one coat of primer, two coats of 8 years all weather protection metal gloss finish paint on hairpin metal balustrading, railings or gates (measured both sides). | 13.8617
436727 |  | R | N | N | N | PA | RAILINGS-PLAIN OPEN:2 COATS EXTENDED LIFE PAINT | Painting and Decorating | External Decoration | Extended Life Paint - Existing Metalwork - 2 Coat | SM | 12.194 | Railings, Fencing and Gates-Plain Open:Wire brush, prepare, spot prime and apply one coat of primer, 2 coats metalshield paint plain open metal balustrading, railings or gates (measured both sides). | Railings, Fencing and Gates - Plain Open:Wire brush, prepare, spot prime and apply one coat of primer, two coats of 8 years all weather protection metal gloss finish paint paint on plain open metal balustrading, railings or gates (measured both sides). | 12.194
436729 |  | R | N | N | N | PA | RAILINGS-CLOSE TYPE:2 COATS EXTENDED LIFE PAINT | Painting and Decorating | External Decoration | Extended Life Paint - Existing Metalwork - 2 Coat | SM | 9.4145 | Railings, Fencing and Gates-Close Type:Wire brush, prepare, spot prime and apply one coat of primer, 2 coats metalshield paint close type metal balustrading, railings or gates (measured both sides). | Railings, Fencing and Gates - Close Type:Wire brush, prepare, spot prime and apply one coat of primer, two coats of 8 years all weather protection metal gloss finish paint paint on close type metal balustrading, railings or gates (measured both sides). | 9.4145
438001 |  | R | N | N | N | PA | SURFACES:PRIME PAINT GENERAL SURFACES TIMBER | Painting and Decorating | External Decoration | Oil Paint - Woodwork | SM | 28.4836 | Surfaces:Rub down, prepare and apply one coat of primer, one undercoat and two coats of gloss paint on general surfaces of woodwork. | Surfaces:Rub down, prepare and apply one coat of primer, one undercoat and two coats of gloss paint on general surfaces of woodwork. | 28.4836
438002 |  | R | N | N | N | PA | FASCIAS,SOFFITS ETC:PRIME PAINT TIMBER NE 300MM | Painting and Decorating | External Decoration | Oil Paint - Woodwork | LM | 11.3823 | Fascias, Soffits, Bargeboards etc.:Rub down, prepare for and apply one coat primer, one undercoat, two coats of gloss paint on surfaces of fascias, soffits, bargeboards and the like ne 300mm girth. | Fascias, Soffits, Bargeboards etc.:Rub down, prepare for and apply one coat primer, one undercoat, two coats of gloss paint on surfaces of fascias, soffits, bargeboards and the like ne 300mm girth. | 11.3823
438003 |  | R | N | N | N | PA | WINDOW:PREPARE PRIME PAINT TIMBER | Painting and Decorating | External Decoration | Oil Paint - Woodwork | SM | 46.2247 | Window:Rub down, prepare and apply one coat of primer, one undercoat and two coats of gloss paint on surfaces of wooden windows (one side and edges). | Window:Rub down, prepare and apply one coat of primer, one undercoat and two coats of gloss paint on surfaces of wooden windows (one side and edges). | 46.2247
438009 |  | R | N | N | N | PA | FRAME:PREPARE PRIME PAINT TIMBER NE 300MM | Painting and Decorating | External Decoration | Oil Paint - Woodwork | LM | 9.8359 | Frame:Rub down, prepare and apply one coat of primer, one undercoat and two coats of gloss paint on timber frame ne 300mm girth. | Frame:Rub down, prepare and apply one coat of primer, one undercoat and two coats of gloss paint on timber frame ne 300mm girth. | 9.8359
438011 |  | R | N | N | N | PA | DOOR:PREPARE PRIME PAINT TIMBER GLAZED DOOR (O/S) | Painting and Decorating | External Decoration | Oil Paint - Woodwork | IT | 35.2255 | Door:Rub down, prepare for and apply one coat of primer, one undercoat and two coats of gloss paint to all surfaces of any size or type of single glazed timber door (one sides and edges). | Door:Rub down, prepare for and apply one coat of primer, one undercoat and two coats of gloss paint to all surfaces of any size or type of single glazed timber door (one sides and edges). | 35.2255
438013 |  | R | N | N | N | PA | DOOR:PREPARE PRIME PAINT TIMBER GLAZED DOOR (B/S) | Painting and Decorating | External Decoration | Oil Paint - Woodwork | IT | 70.439 | Door:Rub down, prepare for and apply one coat of primer, one undercoat and two coats of gloss paint to all surfaces of any size or type of single glazed timber door (both sides and edges). | Door:Rub down, prepare for and apply one coat of primer, one undercoat and two coats of gloss paint to all surfaces of any size or type of single glazed timber door (both sides and edges). | 70.439
438015 |  | R | N | N | N | PA | DOOR:PREPARE PRIME PAINT TIMBER DOOR (O/S) | Painting and Decorating | External Decoration | Oil Paint - Woodwork | IT | 43.5226 | Door:Rub down, prepare for and apply one coat of primer, one undercoat and two coats of gloss paint to all surfaces of any type or size of single timber door (one sides and edges). | Door:Rub down, prepare for and apply one coat of primer, one undercoat and two coats of gloss paint to all surfaces of any type or size of single timber door (one sides and edges). | 43.5226
438017 |  | R | N | N | N | PA | DOOR:PREPARE PRIME PAINT TIMBER DOOR (B/S) | Painting and Decorating | External Decoration | Oil Paint - Woodwork | IT | 86.94 | Door:Rub down, prepare for and apply one coat of primer, one undercoat and two coats of gloss paint to all surfaces of any type or size of single timber door (both sides and edges). | Door:Rub down, prepare for and apply one coat of primer, one undercoat and two coats of gloss paint to all surfaces of any type or size of single timber door (both sides and edges). | 86.94
438019 |  | R | N | N | N | PA | FENCING:PREPARE PRIME PAINT TIMBER FENCE NE 300MM | Painting and Decorating | External Decoration | Oil Paint - Woodwork | LM | 10.0699 | Fencing:Rub down, prepare for and apply one coat primer, one undercoat, two coats of gloss paint on surfaces of fencing and posts ne 300mm girth. | Fencing:Rub down, prepare for and apply one coat primer, one undercoat, two coats of gloss paint on surfaces of fencing and posts ne 300mm girth. | 10.0699
438021 |  | R | N | N | N | PA | GATES:PREPARE PRIME PAINT TIMBER GATES POSTS | Painting and Decorating | External Decoration | Oil Paint - Woodwork | SM | 26.6116 | Gates:Rub down, prepare for and apply one coat primer, one undercoat, two coats of gloss paint on surfaces of gates and posts (measured both sides). | Gates:Rub down, prepare for and apply one coat primer, one undercoat, two coats of gloss paint on surfaces of gates and posts (measured both sides). | 26.6116
438053 |  | R | N | N | N | PA | FENCING OPEN TYPE:PREPARE PRIME PAINT TIMBER | Painting and Decorating | External Decoration | Oil Paint - Woodwork | SM | 23.8323 | Fencing:Rub down, prepare for and apply one coat primer, one undercoat, two coats of gloss paint on isolated surfaces of open type fencing and posts (measured overall face one side). | Fencing:Rub down, prepare for and apply one coat primer, one undercoat, two coats of gloss paint on isolated surfaces of open type fencing and posts (measured overall face one side). | 23.8323
438055 |  | R | N | N | N | PA | FENCING CLOSE TYPE:PREPARE PRIME PAINT TIMBER | Painting and Decorating | External Decoration | Oil Paint - Woodwork | SM | 23.2467 | Fencing:Rub down, prepare for and apply one coat primer, one undercoat, two coats of gloss paint on isolated surfaces of close type fencing and posts (measured overall face one side). | Fencing:Rub down, prepare for and apply one coat primer, one undercoat, two coats of gloss paint on isolated surfaces of close type fencing and posts (measured overall face one side). | 23.2467
438112 |  | R | N | N | N | PA | FASCIAS,SOFFITS ETC:PAINT 2 GLOSS TIMBER NE 300MM | Painting and Decorating | External Decoration | Oil Paint - Existing Woodwork - Three Coat | LM | 11.9417 | Fascias, Soffits, Bargeboards etc.:Rub down, prepare for and apply one undercoat, two coats of gloss paint on existing painted surfaces of fascias, soffits, bargeboards and the like ne 300mm girth. | Fascias, Soffits, Bargeboards etc.:Rub down, prepare for and apply one undercoat, two coats of gloss paint on existing painted surfaces of fascias, soffits, bargeboards and the like ne 300mm girth. | 11.9417
438119 |  | R | N | N | N | PA | FENCING ISOLATED:PREPARE 2 GLOSS NE 300MM | Painting and Decorating | External Decoration | Oil Paint - Existing Woodwork - Three Coat | LM | 9.4966 | Fencing:Rub down, prepare for and apply one undercoat, two coats of gloss paint on existing painted surfaces of ranch fencing and posts ne 300mm girth. | Fencing:Rub down, prepare for and apply one undercoat, two coats of gloss paint on existing painted surfaces of ranch fencing and posts ne 300mm girth. | 9.4966
438121 |  | R | N | N | N | PA | GATES:PREPARE 2 GLOSS TIMBER GATES POSTS | Painting and Decorating | External Decoration | Oil Paint - Existing Woodwork - Three Coat | SM | 20.2572 | Gates:Rub down, prepare for and apply one undercoat, two coats of gloss paint on existing painted surfaces of gates and posts (measured both sides). | Gates:Rub down, prepare for and apply one undercoat, two coats of gloss paint on existing painted surfaces of gates and posts (measured both sides). | 20.2572
438123 |  | R | N | N | N | PA | FENCING OPEN TYPE:PREPARE 2 GLOSS TIMBER | Painting and Decorating | External Decoration | Oil Paint - Existing Woodwork - Three Coat | SM | 17.4777 | Fencing:Rub down, prepare for and apply one undercoat, two coats of gloss paint on isolated surfaces of open type fencing and posts (measured overall face one side). | Fencing:Rub down, prepare for and apply one undercoat, two coats of gloss paint on isolated surfaces of open type fencing and posts (measured overall face one side). | 17.4777
438125 |  | R | N | N | N | PA | FENCING CLOSE TYPE:PREPARE 2 GLOSS TIMBER | Painting and Decorating | External Decoration | Oil Paint - Existing Woodwork - Three Coat | SM | 17.1671 | Fencing:Rub down, prepare, spot prime and apply one undercoat, two coats of gloss paint on isolated surfaces of close type fencing and posts (measured overall face one side). | Fencing:Rub down, prepare, spot prime and apply one undercoat, two coats of gloss paint on isolated surfaces of close type fencing and posts (measured overall face one side). | 17.1671
438126 |  | R | N | Y | N | PA | BALUSTRADING OPEN TYPE:PREPARE 2 GLOSS TIMBER | Painting and Decorating | External Decoration | Oil Paint - Existing Woodwork - Three Coat | SM | 23.0367 | Balustrading:Rub down, prepare for and apply one undercoat, two coats of gloss paint on isolated surfaces of open type balustrading and posts (measured overall face one side). | Balustrading:Rub down, prepare for and apply one undercoat, two coats of gloss paint on isolated surfaces of open type balustrading and posts (measured overall face one side). | 23.0367
438128 |  | R | N | Y | N | PA | BALUSTRADING CLOSE TYPE:PREPARE 2 GLOSS TIMBER | Painting and Decorating | External Decoration | Oil Paint - Existing Woodwork - Three Coat | SM | 21.4974 | Balustrading:Rub down, prepare for and apply one undercoat, two coats of gloss paint on isolated surfaces of close type balustrading and posts (measured overall face one side). | Balustrading:Rub down, prepare for and apply one undercoat, two coats of gloss paint on isolated surfaces of close type balustrading and posts (measured overall face one side). | 21.4974
438162 |  | R | N | N | N | PA | FASCIAS,SOFFITS ETC:PAINT 1 GLOSS TIMBER NE 300MM | Painting and Decorating | External Decoration | Oil Paint - Existing Woodwork - Two Coat | LM | 8.8831 | Fascias, Soffits, Bargeboards etc.:Rub down, prepare for and apply one undercoat, one coat of gloss paint on existing painted surfaces of fascias, soffits, bargeboards and the like ne 300mm girth. | Fascias, Soffits, Bargeboards etc.:Rub down, prepare for and apply one undercoat, one coat of gloss paint on existing painted surfaces of fascias, soffits, bargeboards and the like ne 300mm girth. | 8.8831
438169 |  | R | N | N | N | PA | FENCING ISOLATED:PREPARE 1 GLOSS NE 300MM | Painting and Decorating | External Decoration | Oil Paint - Existing Woodwork - Two Coat | LM | 6.3545 | Fencing:Rub down, prepare for and apply one undercoat, one coat of gloss paint on existing painted surfaces of ranch fencing and posts ne 300mm girth. | Fencing:Rub down, prepare for and apply one undercoat, one coat of gloss paint on existing painted surfaces of ranch fencing and posts ne 300mm girth. | 6.3545
438171 |  | R | N | N | N | PA | GATES:PREPARE 1 GLOSS TIMBER GATES POSTS | Painting and Decorating | External Decoration | Oil Paint - Existing Woodwork - Two Coat | SM | 13.4171 | Gates:Rub down, prepare for and apply one undercoat, one coat of gloss paint on existing painted surfaces of gates and posts (measured both sides). | Gates:Rub down, prepare for and apply one undercoat, one coat of gloss paint on existing painted surfaces of gates and posts (measured both sides). | 13.4171
438173 |  | R | N | N | N | PA | FENCING OPEN TYPE:PREPARE 1 GLOSS TIMBER | Painting and Decorating | External Decoration | Oil Paint - Existing Woodwork - Two Coat | SM | 11.7494 | Fencing:Rub down, prepare for and apply one undercoat, one coat of gloss paint on isolated surfaces of open type fencing and posts (measured overall face one side). | Fencing:Rub down, prepare for and apply one undercoat, one coat of gloss paint on isolated surfaces of open type fencing and posts (measured overall face one side). | 11.7494
438175 |  | R | N | N | N | PA | FENCING CLOSE TYPE:PREPARE 1 GLOSS TIMBER | Painting and Decorating | External Decoration | Oil Paint - Existing Woodwork - Two Coat | SM | 11.6203 | Fencing:Rub down, prepare, spot prime and apply one undercoat, one coat of gloss paint on isolated surfaces of close type fencing and posts (measured overall face one side). | Fencing:Rub down, prepare, spot prime and apply one undercoat, one coat of gloss paint on isolated surfaces of close type fencing and posts (measured overall face one side). | 11.6203
438201 |  | R | N | N | N | PA | SURFACES:PREPARE PRIME 3 COATS DECORATIVE STAIN | Painting and Decorating | External Decoration | Decorative Wood Protection - Woodwork | SM | 18.3901 | Surfaces:Rub down, prepare for and apply touch up primer and apply three coats of decorative wood stain on external general surfaces of woodwork. | Surfaces:Rub down, prepare for and apply touch up primer and apply three coats of decorative wood stain on external general surfaces of woodwork. | 18.3901
438202 |  | R | N | Y | N | PA | FASCIAS,SOFFITS ETC:3 COATS DEC STAIN NE 300MM | Painting and Decorating | External Decoration | Decorative Wood Protection - Woodwork | LM | 10.3317 | Fascias, Soffits, Bargeboards etc.:Rub down, prepare for and apply touch up primer and apply three coats of decorative wood stain on surfaces of fascias, soffits, bargeboards etc. ne 300mm girth. | Fascias, Soffits, Bargeboards etc.:Rub down, prepare for and apply touch up primer and apply three coats of decorative wood stain on surfaces of fascias, soffits, bargeboards and the like ne 300mm girth. | 10.3317
438203 |  | R | N | N | N | PA | WINDOW:PREPARE PRIME 3 COATS DECORATIVE STAIN | Painting and Decorating | External Decoration | Decorative Wood Protection - Woodwork | SM | 25.886 | Window:Rub down, prepare for and apply touch up primer and apply three coats of decorative wood stain on surfaces of timber window (one side and edges). | Window:Rub down, prepare for and apply touch up primer and apply three coats of decorative wood stain on surfaces of timber window (one side and edges). | 25.886
438209 |  | R | N | N | N | PA | FRAME:PREPARE 3 COATS DECORATIVE FRAME NE 300MM | Painting and Decorating | External Decoration | Decorative Wood Protection - Woodwork | LM | 8.1683 | Frame:Rub down, prepare for, and apply touch up primer and three coats of decorative wood stain to external surfaces timber sub-frame, ne 300mm girth. | Frame:Rub down, prepare for, and apply touch up primer and three coats of decorative wood stain to external surfaces timber sub-frame, ne 300mm girth. | 8.1683
438211 |  | R | N | N | N | PA | DOOR:PREPARE 3 COATS DECORATIVE STAIN (O/S) | Painting and Decorating | External Decoration | Decorative Wood Protection - Woodwork | IT | 29.7119 | Door:Rub down, prepare for and apply touch up primer and apply three coats decorative wood stain on external surfaces of any size type of single door (one side and edges). | Door:Rub down, prepare for and apply touch up primer and apply three coats decorative wood stain on external surfaces of any size type of single door (one side and edges). | 29.7119
438213 |  | R | N | N | N | PA | DOOR:PREPARE 3 COATS DECORATIVE STAIN (B/S) | Painting and Decorating | External Decoration | Decorative Wood Protection - Woodwork | IT | 52.3789 | Door:Rub down, prepare for and apply touch up primer and apply three coats decorative wood stain on external surfaces of any size type of single door (both sides and edges). | Door:Rub down, prepare for and apply touch up primer and apply three coats decorative wood stain on external surfaces of any size type of single door (both sides and edges). | 52.3789
438215 |  | R | N | N | N | PA | DOOR:PREPARE 3 COAT DECORATIVE STAIN GLAZED (O/S) | Painting and Decorating | External Decoration | Decorative Wood Protection - Woodwork | IT | 21.9183 | Door:Rub down, prepare for and apply touch up primer and apply three coats of decorative wood stain on any size type single glazed timber door (one side and edges). | Door:Rub down, prepare for and apply touch up primer and apply three coats of decorative wood stain on any size type single glazed timber door (one side and edges). | 21.9183
438217 |  | R | N | N | N | PA | DOOR:PREPARE 3 COAT DECORATIVE STAIN GLAZED (B/S) | Painting and Decorating | External Decoration | Decorative Wood Protection - Woodwork | IT | 38.266 | Door:Rub down, prepare for and apply touch up primer and three coats of decorative wood stain on any size type single glazed timber door (both sides and edges). | Door:Rub down, prepare for and apply touch up primer and three coats of decorative wood stain on any size type single glazed timber door (both sides and edges). | 38.266
438219 |  | R | N | N | N | PA | FENCING:PREPARE 3 COATS DECORATIVE STAIN NE 300MM | Painting and Decorating | External Decoration | Decorative Wood Protection - Woodwork | LM | 9.28 | Fencing:Rub down, prepare for and apply touch up primer and three coats of decorative wood stain on surfaces of ranch fencing and posts ne 300mm girth. | Fencing:Rub down, prepare for and apply touch up primer and three coats of decorative wood stain on surfaces of ranch fencing and posts ne 300mm girth. | 9.28
438221 |  | R | N | N | N | PA | GATES:PREPARE 3 COATS DECORATIVE STAIN GATES POSTS | Painting and Decorating | External Decoration | Decorative Wood Protection - Woodwork | IT | 21.3736 | Gates:Rub down, prepare and apply three coats of decorative wood stain to both sides of any size type existing decorated single timber gate including all edges and on general surfaces of posts. | Gates:Rub down, prepare for and apply touch up primer and apply three coats of decorative wood stain to both sides of any size type existing decorated single timber gate including all edges and on general surfaces of posts. | 21.3736
438401 |  | R | N | N | N | PA | WALLS:PREPARE 2 COATS BITUMIN DAMP PROOF | Specialist Treatments | Specialist Treatments | Bituminous Emulsion Damp Proofing Solution - Ext | SM | 15.4936 | Walls:Brush down and prepare for and apply two coats of bituminous emulsion damp-proofing solution general surfaces of walls. | Walls:Brush down and prepare for and apply two coats of bituminous emulsion damp proofing solution general surfaces of walls. | 15.4936
438601 |  | R | N | N | N | PA | PIPEWORK:PREPARE 2 COATS ANTI CLIMB TO PIPES | Specialist Treatments | Specialist Treatments | Anti-Vandal Paint - External Pipework | LM | 14.0896 | Pipework:Wire brush, prepare for and apply one coat zinc phosphate primer and one coat of non- drying anti-vandal paint to external pipework, ne 300mm girth including brackets. | Pipework:Wire brush, prepare for and apply one coat zinc phosphate primer and one coat of non-drying anti-vandal paint to external pipework, ne 300mm girth including brackets. | 14.0896
438611 |  | R | N | N | N | PA | WALLS:PREPARE APPLY 2 COATS ANTI CLIMB | Specialist Treatments | Specialist Treatments | Anti-Vandal Paint - External Walls | SM | 28.8265 | Walls:brush down surfaces of brickwork, concrete or timber, apply one coat of primer and one coat of non-drying anti-vandal paint strictly in accordance with the manufacturers technical data sheet. | Walls:brush down surfaces of brickwork, concrete or timber, apply one coat of primer and one coat of non-drying anti-vandal paint strictly in accordance with the manufacturers technical data sheet. | 28.8265
439201 |  | R | N | N | N | PA | SURFACES:APPLY 1 COAT OPAQUE PRESERVATIVE | Painting and Decorating | External Decoration | Opaque Fencing Timber Preservative - Ext Woodwork | SM | 6.1435 | Surfaces:Rub down, prepare for and apply one coat of opaque fencing timber preservative on external general surfaces of timber cladding etc. | Surfaces:Rub down, prepare for and apply one coat of opaque fencing timber preservative on external general surfaces of timber cladding etc. | 6.1435
439203 |  | R | N | N | N | PA | FENCING OPEN TYPE:APPLY 1 COAT OPAQUE PRESERVATIVE | Painting and Decorating | External Decoration | Opaque Fencing Timber Preservative - Ext Woodwork | SM | 4.0317 | Fencing:Rub down, prepare for and apply one coat of opaque fencing timber preservative on surfaces of timber open type fencing and posts. (measured overall one side). | Fencing:Rub down, prepare for and apply one coat of opaque fencing timber preservative on surfaces of timber open type fencing and posts. (measured overall one side). | 4.0317
439205 |  | R | N | N | N | PA | FENCING CLOSE TYPE:APPLY 1 CT OPAQUE PRESERVATIVE | Painting and Decorating | External Decoration | Opaque Fencing Timber Preservative - Ext Woodwork | SM | 4.1136 | Fencing:Rub down, prepare for and apply one coat of opaque fencing timber preservative on surfaces of timber close type fencing and posts. (measured overall one side). | Fencing:Rub down, prepare for and apply one coat of opaque fencing timber preservative on surfaces of timber close type fencing and posts. (measured overall one side). | 4.1136
439207 |  | R | N | N | N | PA | GATES:APPLY 1 COAT OPAQUE PRESERVATIVE | Painting and Decorating | External Decoration | Opaque Fencing Timber Preservative - Ext Woodwork | SM | 4.5874 | Gates:Rub down, prepare for and apply one coat of opaque fencing timber preservative on surfaces of timber gates and posts (measured both sides). | Gates:Rub down, prepare for and apply one coat of opaque fencing timber preservative on surfaces of timber gates and posts (measured both sides). | 4.5874
439211 |  | R | N | N | N | PA | SURFACES:APPLY 2 COAT OPAQUE PRESERVATIVE | Painting and Decorating | External Decoration | Opaque Fencing Timber Preservative - Ext Woodwork | SM | 6.5945 | Surfaces:Rub down, prepare for and apply two coats of opaque fencing timber preservative on external general surfaces of timber cladding etc. | Surfaces:Rub down, prepare for and apply two coats of opaque fencing timber preservative on external general surfaces of timber cladding etc. | 6.5945
439213 |  | R | N | N | N | PA | FENCING OPEN TYPE:APPLY 2 COAT OPAQUE PRESERVATIVE | Painting and Decorating | External Decoration | Opaque Fencing Timber Preservative - Ext Woodwork | SM | 5.8514 | Fencing:Rub down, prepare for and apply two coats of opaque fencing timber preservative on surfaces of timber open type fencing and posts (measured overall one side). | Fencing:Rub down, prepare for and apply two coats of opaque fencing timber preservative on surfaces of timber open type fencing and posts (measured overall one side). | 5.8514
439215 |  | R | N | N | N | PA | FENCING CLOSE TYPE:APPLY 2 CTS OPAQUE PRESERVATIVE | Painting and Decorating | External Decoration | Opaque Fencing Timber Preservative - Ext Woodwork | SM | 5.9918 | Fencing:Rub down, prepare for and apply two coats of opaque fencing timber preservative on surfaces of timber close type fencing and posts (measured overall one side). | Fencing:Rub down, prepare for and apply two coats of opaque fencing timber preservative on surfaces of timber close type fencing and posts (measured overall one side). | 5.9918
439217 |  | R | N | N | N | PA | GATES:APPLY 2 COAT OPAQUE PRESERVATIVE | Painting and Decorating | External Decoration | Opaque Fencing Timber Preservative - Ext Woodwork | SM | 6.9632 | Gates:Rub down, prepare for and apply two coats of opaque fencing timber preservative on surfaces of timber gates and posts (measured both sides). | Gates:Rub down, prepare for and apply two coats of opaque fencing timber preservative on surfaces of timber gates and posts (measured both sides). | 6.9632
441001 |  | X | N | N | N | PA | WASH:WASH SURFACES TO ANY ROOM | Painting and Decorating | Internal Decoration | Wash Down | IT | 27.4198 | Wash:Wash down ceiling, walls, woodwork and metalwork to any size room. | Wash:Wash down ceiling, walls, woodwork and metalwork to any size room. | 27.4198
441003 |  | X | N | N | N | PA | WASH:WASH SURFACES OF HALL LANDING STAIR | Painting and Decorating | Internal Decoration | Wash Down | IT | 52.2296 | Wash:Wash down ceiling, walls, woodwork and metalwork to any size hall, landing and staircase area (classified as a single area). | Wash:Wash down ceiling, walls, woodwork and metalwork to any size hall, landing and staircase area (classified as a single area). | 52.2296
441101 |  | X | N | Y | N | PA | ROOM:PREPARATION FOR DECORATION BY OTHERS | Painting and Decorating | Internal Decoration | Preparation for Decoration by Customers | IT | 23.9892 | Room:Preparation for decoration by others (Via Decoration Allowances), fill in holes not arising from removal of previous tenants contents, make good around pipes etc., remove plaster splashes etc. | Room:Preparation for decoration by others (Via Decoration Allowance granted by Client or occupiers liability), fill in existing holes not arising out of removal of previous tenants contents, make good around pipes, electrical accessories, radiator brackets and the like, remove plaster splashes, nibs etc. | 23.9892
441401 | New | X | N | N | N | PA | ROOM:STRIP WALLPAPER | Painting and Decorating | Internal Decoration | Strip Paper to Walls and Ceilings | SM | 6.1439 | Room:Strip any number of layers of any type of wallpaper or wall covering from walls and ceilings with any extra preparation for new decoration (Msd nett square metreage of wall or ceiling stripped) | Room:Strip any number of layers of any type of wallpaper or wall covering from walls and ceilings including any extra preparation to receive new decoration (Measured nett square metreage of wall or ceiling stripped) | 6.1439
441403 | New | X | N | N | N | PA | ROOM:STRIP PAINTED WALLPAPER PAPER | Painting and Decorating | Internal Decoration | Strip Painted Paper to Walls and Ceilings | SM | 7.826 | Room:Strip any number of layers of any type of painted wallpaper or wall covering from walls and ceilings with any extra preparation for decoration (Msd nett area of wall or ceiling stripped) | Room:Strip any number of layers of any type of painted wallpaper or wall covering from walls and ceilings including any extra preparation to receive new decoration (Measured nett square metreage of wall or ceiling stripped) (Only to be charged when specifically instructed by Client Representative). | 7.826
441501 |  | X | N | N | N | PA | CEILINGS:STRIP POLYSTYRENE TILES | Painting and Decorating | Internal Decoration | Strip Polystyrene Ceiling Tiles | SM | 23.5226 | Ceilings:Strip polystyrene ceiling tiles and make good surfaces of ceiling and walls and remove waste and debris. | Ceilings:Strip polystyrene ceiling tiles and make good surfaces of ceiling and walls and remove waste and debris. | 23.5226
442001 |  | X | N | N | N | PA | WALLS AND CEILINGS:APPLY MIST 2 COATS EMULSION | Painting and Decorating | Internal Decoration | Sundry Redecoration | SM | 7.8641 | Walls and Ceilings:Prepare and apply one mist coat and two full coats of emulsion paint to walls or ceilings to match existing including all joints to adjacent surfaces and finishes. | Walls and Ceilings:Prepare and apply one mist coat and two full coats of emulsion paint to walls or ceilings to match existing including all joints to adjacent surfaces and finishes. | 7.8641
442003 |  | X | N | N | N | PA | WALLS AND CEILINGS:APPLY 2 COATS EGGSHELL GLOSS | Painting and Decorating | Internal Decoration | Sundry Redecoration | SM | 9.9966 | Walls and Ceilings:Prepare and apply two coats of eggshell or undercoat and gloss paint to walls or ceilings to match existing including all joints to adjacent surfaces and finishes. | Walls and Ceilings:Prepare and apply two coats of eggshell or undercoat and gloss paint to walls or ceilings to match existing including all joints to adjacent surfaces and finishes. | 9.9966
442005 | New | X | N | N | N | PA | WALLS AND CEILINGS:HANG LINING PAPER (NO DECORATE) | Painting and Decorating | Internal Decoration | Sundry Redecoration | SM | 9.403 | Walls and Ceilings:Prepare, size and hang lining, woodchip or anaglypta paper to walls or ceilings to match existing and leave for decoration by others. | Walls and Ceilings:Prepare, size and hang lining, woodchip or anaglypta paper to walls or ceilings to match existing and leave for decoration by others. | 9.403
442009 |  | X | N | N | N | PA | WALLS AND CEILINGS:HANG LINING,WOODCHIP | Painting and Decorating | Internal Decoration | Sundry Redecoration | SM | 15.0377 | Walls and Ceilings:Prepare, size and hang lining, woodchip or anaglypta paper, to walls or ceilings to match existing, prepare and apply two coats of emulsion paint | Walls and Ceilings:Prepare, size and hang lining, woodchip or anaglypta paper, to walls or ceilings to match existing and prepare and apply two coats of emulsion paint to papered surfaces including all joints to adjacent finishes and surfaces. | 15.0377
442011 |  | X | N | N | Y | PA | WALLS:HANG WALLPAPER | Painting and Decorating | Internal Decoration | Sundry Redecoration | SM | 10.1784 | Walls:Prepare, size and hang approved wallpaper, to walls to match existing including all joints to adjacent finishes and surfaces. | Walls:Prepare, size and hang approved wallpaper, to walls to match existing including all joints to adjacent finishes and surfaces. | 10.1784
442101 |  | R | N | N | N | PA | WALLS AND CEILINGS:APPLY MIST COAT TO NEW PLASTER | Painting and Decorating | Internal Decoration | Sundry Redecoration | SM | 3.1773 | Walls and Ceilings:Apply mist coat of diluted emulsion to new plaster in Void Property. | Walls and Ceilings:Apply mist coat of diluted emulsion to new plaster. | 3.1773
442201 |  | R | N | N | N | PA | WALLS:APPLY 2 COATS OF ANTI CONDENSATION PAINT | Painting and Decorating | Internal Decoration | Anti Condensation Paint | SM | 10.2631 | Walls:Wash down, prepare and apply one mist coat and two full coats of anti-condensation insulating emulsion paint to previously painted walls in Void Property. | Walls:Wash down, prepare and apply one mist coat and two full coats of anti-condensation insulating emulsion paint to previously painted walls. | 10.2631
442203 |  | R | N | N | N | PA | CEILINGS:APPLY 2 COATS OF ANTI CONDENSATION PAINT | Painting and Decorating | Internal Decoration | Anti Condensation Paint | SM | 10.2631 | Ceilings:Wash down, prepare and apply prepare and apply one mist coat and two full coats of anti-condensation insulating emulsion paint to previously painted ceilings in Void Property. | Ceilings:Wash down, prepare and apply prepare and apply one mist coat and two full coats of anti-condensation insulating emulsion paint to previously painted ceilings. | 10.2631
442501 |  | R | N | N | N | PA | SURFACES:APPLY BACTDET AND HALOPHEN | Specialist Treatments | Mould Eradication | Mould Treatment | SM | 30.1822 | Surfaces:Prepare, wash down with RLT Bactdet solution, prepare and apply one coat RLT Halophen solution to walls or ceilings in accordance with manufacturers data sheet, 2 coats of Biocheck matt. | Surfaces:Prepare, wash down with RLT Bactdet solution, fill in small holes, cracks etc. and apply one coat RLT Halophen solution to walls or ceilings in accordance with manufacturers technical data sheet and apply two coats of MGC MGC Biocheck matt or silk emulsion to walls and ceilings. | 30.1822
442503 |  | R | N | N | N | PA | SURFACES:ADD MGC ADDITIVE | Specialist Treatments | Mould Eradication | Mould Treatment | NO | 10.4425 | Surfaces:Add sachet of MGC additive to paint or paste or wall tiling grout as specified (per sachet). | Surfaces:Add sachet of MGC additive to paint or paste or wall tiling grout as specified (per sachet). | 10.4425
442505 |  | R | N | N | N | PA | SURFACES:REDECORATE TREATMENT | Specialist Treatments | Mould Eradication | Mould Treatment | SM | 26.3441 | Surfaces:Prepare, wash down with RLT Bactdet solution, prepare, apply 1 liberal coat of IDP by brush to any badly stained areas and apply RLT Halophen to walls or ceilings as specified. | Surfaces:Prepare, wash down with RLT Bactdet solution, fill in small holes, cracks etc., apply one liberal coat of IDP by brush to any badly stained areas and apply RLT Halophen to walls or ceilings as specified and in accordance with manufacturers technical data sheet. | 26.3441
442507 |  | R | N | N | N | PA | SURFACES:APPLY 2 COATS BIOCHECK | Specialist Treatments | Mould Eradication | Mould Treatment | SM | 12.9763 | Surfaces:Prepare and apply two coats of Biocheck matt or silk emulsion to walls or ceilings as specified and directed. | Surfaces:Prepare and apply two coats of MGC MGC Biocheck matt or silk emulsion to walls or ceilings as specified and in accordance with manufacturers technical data sheet. | 12.9763
442509 |  | R | N | N | N | PA | SURFACES:SEAL WITH HALOBOND | Specialist Treatments | Mould Eradication | Mould Treatment | SM | 7.0269 | Surfaces:Prepare, rub down and wash down surfaces and apply one coat of Halophane Bonding Solution walls and ceilings as specified and in accordance with manufacturers technical data sheet. | Surfaces:Prepare, rub down and wash down surfaces and apply one coat of Halophane Bonding Solution walls and ceilings as specified and in accordance with manufacturers technical data sheet. | 7.0269
442511 |  | R | N | N | N | PA | SURFACES:APPLY BACTDET TO EXISTING SURFACES | Specialist Treatments | Mould Eradication | Mould Treatment | SM | 18.1242 | Surfaces:Prepare, wash down existing surfaces of mould affected paper or plaster with RLT Bactdet solution to walls or ceilings in accordance with manufacturers technical data sheet. | Surfaces:Prepare, wash down existing surfaces of mould affected paper or plaster with RLT Bactdet solution to walls or ceilings in accordance with manufacturers technical data sheet. | 18.1242
442513 |  | R | N | N | N | PA | SURFACES:APPLY BACTDET TO STRIPPED SURFACES | Specialist Treatments | Mould Eradication | Mould Treatment | SM | 16.1058 | Surfaces:Prepare, wash down stripped surfaces of plaster with RLT Bactdet solution to walls or ceilings in accordance with manufacturers technical data sheet. | Surfaces:Prepare, wash down stripped surfaces of plaster with RLT Bactdet solution to walls or ceilings in accordance with manufacturers technical data sheet. | 16.1058
442515 |  | R | N | N | N | PA | SURFACES:APPLY HALOPHEN | Specialist Treatments | Mould Eradication | Mould Treatment | SM | 6.7458 | Surfaces:Prepare and apply one coat RLT Halophen solution to walls or ceilings in accordance with manufacturers technical data sheet. | Surfaces:Prepare and apply one coat RLT Halophen solution to walls or ceilings in accordance with manufacturers technical data sheet. | 6.7458
442517 |  | R | N | N | N | PA | WALLS:APPLY SEMPATAP | Specialist Treatments | Mould Eradication | Mould Treatment | SM | 62.1391 | Surfaces:Wash down surfaces of walls prepare, apply one coat of Sempatap primer, prepare and apply Sempatap to wall with Sempatap adhesive, all labours, fill joints with Sempatap sealant. | Surfaces:Wash down surfaces of walls and fill in small holes, cracks etc., apply one coat of Sempatap primer to any loose paint or plaster, prepare and apply Sempatap to wall with Sempatap adhesive, cut around all sockets, switch plates, pipes, brackets and the like, fill open joints with Sempatap sealant, fix Sempatap external tape to external angles all in accordance with the manufacturers technical data sheet and leave ready for redecoration as specified and remove waste and debris. | 62.1391
442519 |  | R | N | N | N | PA | FLOORS:APPLY SEMPAFLOOR | Specialist Treatments | Mould Eradication | Mould Treatment | SM | 54.3573 | Floors:Wash down all floors, make good surfaces, fix Sempafloor to floor with Sempafloor adhesive, all labours, fill joints with Sempatap sealant, all as the manufacturers technical data sheet. | Floors:Wash down all floors, make good surfaces as necessary, fix Sempafloor to floor with Sempafloor adhesive, cut around pipes and the like, fill open joints with Sempatap sealant, all in accordance with the manufacturers technical data sheet and leave ready for new floor covering and remove waste and debris. | 54.3573
442521 |  | R | N | N | N | SP | MOULD:APPLY SPRAY AND CLEAN CARPETS | Specialist Treatments | Mould Eradication | Mould Treatment | SM | 9.5606 | Mould:Prepare surfaces and apply approved spray to carpets and remove mould infestation in accordance with technical data sheet, complete treatment and steam clean carpets. | Mould:Prepare surfaces and apply approved spray to carpets and remove mould infestation in accordance with manufacturers technical data sheet, complete treatment steam clean carpet. | 9.5606
442523 |  | R | N | N | N | SP | MOULD:APPLY SPRAY AND CLEAN CURTAINS/FURNITURE | Specialist Treatments | Mould Eradication | Mould Treatment | IT | 16.0663 | Mould:Prepare surfaces and apply approved spray to curtains and furniture, remove mould infestation in accordance with technical data sheet, complete treatment and steam clean curtains and furniture. | Mould:Prepare surfaces and apply approved spray to curtains and other infected items of furniture and remove mould infestation in accordance with manufacturers technical data sheet, complete treatment, steam clean curtains and items of furniture. | 16.0663
442525 |  | R | N | N | N | SP | MOULD:CLEAN APPLY FUNGICIDAL SEALANT TO WINDOWS | Specialist Treatments | Mould Eradication | Mould Treatment | LM | 10.2571 | Mould:Clean off external surfaces of UPVc or GRP windows, doors, door frames and cills etc., apply clear mould spray and approved GRP cleaner, hack out and renew fungicidal sealant around frames/cills | Mould:Clean off external surfaces of UPVc or GRP double glazed windows, doors, doors frames and cills etc., and remove mould, using a clear mould spray, apply a second coat of an approved GRP cleaner and clean off, hack out and renew with approved fungicidal sealant around frames and cills. | 10.2571
442527 |  | R | N | N | N | SP | MOULD:WASHDOWN AND CLEAN FROM PVCU WINDOW INT | Specialist Treatments | Mould Eradication | Mould Treatment | SM | 7.8638 | Mould:Clean off internal surfaces of UPVc or GRP windows, doors, door frames and cills etc., apply clear mould spray and approved GRP cleaner, use an approved glass cleaner to buff clear. | Mould:Clean off internal surfaces to UPVc or GRP double glazed windows, doors, door frames and cills etc., and remove mould, using a clear mould spray, apply a second coat of an approved GRP cleaner and clean off, use an approved glass cleaner to apply 3rd coat to glass and buff clear. | 7.8638
442529 |  | R | N | N | N | SP | MOULD:WASHDOWN AND CLEAN FROM PVCU WINDOW EXT | Specialist Treatments | Mould Eradication | Mould Treatment | SM | 8.9756 | Mould:Clean off external surfaces of UPVc or GRP windows, doors, door frames and cills etc., apply clear mould spray and approved GRP cleaner, use an approved glass cleaner to buff clear. | Mould:Clean off external surfaces to UPVc or GRP double glazed windows, doors, door frames and cills etc., and remove mould, using a clear mould spray, apply a second coat of an approved GRP cleaner and clean off, use an approved glass cleaner to apply 3rd coat to glass and buff clear. | 8.9756
442531 |  | R | N | N | N | SP | MOULD:TREAT ROOM UP TO 20SM CEILING AREA | Specialist Treatments | Mould Eradication | Mould Treatment | IT | 515.9183 | Mould:Treat room up to 20sm ceiling area for mould including windows, doors, walls, ceilings and floors using approved materials in accordance with manufacturers technical data sheets. | Mould:Treat room up to 20sm ceiling area for mould including apply clear mould spray to UPVc or GRP double glazed windows, doors, door frames and cills etc., and remove mould, use an approved GRP cleaner to apply second coat and clean off window, doors, door frames and cill etc., use approved glass cleaner to apply 3rd coat to glass and buff clear, prepare and wash down wall and ceiling surfaces with Bactdet solution, fill in small holes, cracks etc. and apply one coat Halophen solution to walls or ceilings in accordance with manufacturers technical data sheet and apply two coats of MGC MGC Biocheck matt or silk emulsion to walls and ceilings. | 515.9183
442533 |  | R | N | N | N | SP | MOULD:TREAT ROOM OVER 20SM CEILING AREA | Specialist Treatments | Mould Eradication | Mould Treatment | IT | 948.4414 | Mould:Treat room greater than 20sm ceiling area for mould including windows, doors, walls, ceilings and floors using approved materials in accordance with manufacturers technical data sheets. | Mould:Treat room over 20sm ceiling area for mould including apply clear mould spray to UPVc or GRP double glazed windows, doors, door frames and cills etc., and remove mould, use an approved GRP cleaner to apply second coat and clean off window, doors, door frames and cill etc., use approved glass cleaner to apply 3rd coat to glass and buff clear. Wall and Ceiling Surfaces:Prepare, wash down with RLT Bactdet solution, fill in small holes, cracks etc. and apply one coat RLT Halophen solution to walls or ceilings in accordance with manufacturers technical data sheet and apply two coats of MGC MGC Biocheck matt or silk emulsion to walls and ceilings. | 948.4414
442651 |  | R | N | N | N | PA | RADIATOR:PREPARE, PAINT RADIATOR AND BRACKETS | Painting and Decorating | Internal Decoration | Oil Paint - Internal Metalwork | SM | 21.9483 | Radiator:Wire brush, prepare, apply one undercoat, one coat of gloss on existing painted surfaces of cast iron sectional or steel panel radiator including brackets (measured surface to be decorated). | Radiator:Wire brush, prepare and apply one undercoat, one coat of gloss paint on existing painted surfaces of cast iron sectional or steel panel radiator including brackets (measured surface to be decorated). | 21.9483
450001 |  | X | N | N | N | PA | ROOM:REDECORATE UPTO 20SM CEILING AREA | Painting and Decorating | Internal Decoration | Paintwork to Ceiling, Walls, Woodwork | IT | 287.8435 | Room:Rub down, prepare for and apply two coats of emulsion to ceilings and walls, one undercoat and gloss on all painted surfaces of any room ne 20.00sm ceiling area. | Room:Rub down, prepare for and apply two coats of emulsion to ceilings and walls, one undercoat and gloss on all previously painted surfaces of room upto 20.00sm ceiling area. | 287.8435
450009 |  | X | N | N | N | PA | HALL STAIRS:REDECORATE 2 STOREY | Painting and Decorating | Internal Decoration | Paintwork to Ceiling, Walls, Woodwork | IT | 726.2252 | Hall Stairs:Rub down, prepare, apply two coats emulsion to ceilings, walls, one undercoat and gloss on painted surfaces of 2 storey hall, landing and staircase area (single area). | Hall Stairs:Rub down, prepare for and apply two coats of emulsion to ceilings and walls, one undercoat and gloss on all previously painted surfaces of hall, landing and staircase area complete (2 storey, classified as a single area). | 726.2252
450010 |  | X | N | N | N | PA | HALL STAIRS:REDECORATE 3 STOREY | Painting and Decorating | Internal Decoration | Paintwork to Ceiling, Walls, Woodwork | IT | 1066.3251 | Hall Stairs:Rub down, prepare, apply two coats emulsion to ceilings and walls, one undercoat and gloss on all other surfaces of staircase area complete (3 storey) (classified as a single area). | Hall Stairs:Rub down, prepare for and apply two coats of emulsion to ceilings and walls, one undercoat and gloss on all previously painted surfaces of hall, landing and staircase area complete (3 storey, classified as a single area). | 1066.3251
450011 |  | X | N | N | N | PA | HALL:REDECORATE COMPLETE OVER 3SM CEILING AREA | Painting and Decorating | Internal Decoration | Paintwork to Ceiling, Walls, Woodwork | IT | 265.1957 | Hall:Rub down, prepare, apply two coats of emulsion to ceilings, walls, one undercoat and gloss on painted surfaces of corridor, lobby, hall over 3.00sm ceiling area (single area). | Hall:Rub down, prepare for and apply two coats of emulsion to ceilings and walls, one undercoat and gloss on all previously painted surfaces of lobby, hall or corridor over 3.00sm ceiling area complete (classified as a single area). | 265.1957
450017 |  | X | N | N | N | PA | LOBBY:REDECORATE COMPLETE NE 3SM CEILING AREA | Painting and Decorating | Internal Decoration | Paintwork to Ceiling, Walls, Woodwork | IT | 145.9167 | Lobby:Rub down, prepare, apply two coats of emulsion to ceilings, walls, one undercoat and gloss on painted surfaces of lobby or hall ne 3.00sm ceiling area (class as single area). | Lobby:Rub down, prepare for and apply two coats of emulsion to ceilings and walls, one undercoat and gloss on all previously painted surfaces of lobby or hall ne 3.00sm ceiling area complete (classified as a single area). | 145.9167
450019 |  | X | N | N | N | PA | ROOM:REDECORATE 20-25SM CEILING AREA | Painting and Decorating | Internal Decoration | Paintwork to Ceiling, Walls, Woodwork | IT | 364.7643 | Room:Rub down, prepare for and apply two coats of emulsion to ceilings and walls, one undercoat and gloss on all previously painted surfaces of room over 20.00 and ne 25.00sm ceiling area. | Room:Rub down, prepare for and apply two coats of emulsion to ceilings and walls, one undercoat and gloss on all previously painted surfaces of room over 20.00 and ne 25.00sm ceiling area. | 364.7643
450023 |  | X | N | N | N | PA | ROOM:REDECORATE 25-30SM CEILING AREA | Painting and Decorating | Internal Decoration | Paintwork to Ceiling, Walls, Woodwork | IT | 440.5504 | Room:Rub down, prepare for and apply two coats of emulsion to ceilings and walls, one undercoat and gloss on all previously painted surfaces of room over 25.00 and ne 30.00sm ceiling area. | Room:Rub down, prepare for and apply two coats of emulsion to ceilings and walls, one undercoat and gloss on all previously painted surfaces of room over 25.00 and ne 30.00sm ceiling area. | 440.5504
450027 |  | X | N | N | N | PA | ROOM:REDECORATE OVER 30SM CEILING AREA | Painting and Decorating | Internal Decoration | Paintwork to Ceiling, Walls, Woodwork | IT | 516.0322 | Room:Rub down, prepare for and apply two coats of emulsion to ceilings and walls, one undercoat and gloss on all previously painted surfaces of room over 30.00sm ceiling area. | Room:Rub down, prepare for and apply two coats of emulsion to ceilings and walls, one undercoat and gloss on all previously painted surfaces of room over 30.00sm ceiling area. | 516.0322
450031 |  | X | N | N | N | PA | CORRIDOR/COMMUNAL AREA:REDECORATE | Painting and Decorating | Internal Decoration | Paintwork to Ceiling, Walls, Woodwork | SM | 20.3154 | Corridor/Communal Area:Rub down, prepare, apply two coats of emulsion to ceilings and walls, one undercoat and gloss on other previously painted surfaces of corridors etc (msd per sm of ceiling area). | Corridor/Communal Area:Rub down, prepare for and apply two coats of emulsion to ceilings and walls, one undercoat and gloss on all previously painted surfaces of corridors, open communal areas etc. (measured per square metre of ceiling area). | 20.3154
450033 |  | X | N | N | N | PA | WALK IN CUPBOARD:REDECORATE NE 2SM CEILING AREA | Painting and Decorating | Internal Decoration | Paintwork to Ceiling, Walls, Woodwork | IT | 111.6549 | Walk In Cupboard:Rub down, prepare for and apply two coats of emulsion to ceilings and walls, one undercoat and gloss on all previously painted surfaces ne 2.00sm ceiling area complete. | Walk In Cupboard:Rub down, prepare for and apply two coats of emulsion to ceilings and walls, one undercoat and gloss on all previously painted surfaces of walk in cupboard, larder and the like ne 2.00sm ceiling area complete (classified as a single area). | 111.6549
450507 |  | X | N | N | N | PA | ROOM:WASH REDECORATE UPTO 20SM CEILING AREA | Painting and Decorating | Internal Decoration | Paintwork to Ceiling, Walls, Washdown Woodwork | IT | 180.8963 | Room:Rub down, prepare for and apply two coats of emulsion to ceilings and walls, wash down only to all other previously painted surfaces of room upto 20.00sm ceiling area. | Room:Rub down, prepare for and apply two coats of emulsion to ceilings and walls, wash down only to all other previously painted surfaces of room upto 20.00sm ceiling area. | 180.8963
450509 |  | X | N | N | N | PA | HALL STAIRS:WASH REDECORATE 2 STOREY | Painting and Decorating | Internal Decoration | Paintwork to Ceiling, Walls, Washdown Woodwork | IT | 347.171 | Hall Stairs:Rub down, prepare, apply two coats of emulsion to ceilings, walls, washdown only to all other painted surfaces of 2 storey hall, landing and staircase area (classed as a single area). | Hall Stairs:Rub down, prepare for and apply two coats of emulsion to ceilings and walls, washdown only to all other previously painted surfaces of hall, landing and staircase area complete (2 storey, classified as a single area). | 347.171
450510 |  | X | N | N | N | PA | HALL STAIRS:WASH REDECORATE 3 STOREY | Painting and Decorating | Internal Decoration | Paintwork to Ceiling, Walls, Washdown Woodwork | IT | 508.3368 | Hall Stairs:Rub down, prepare, apply two coats of emulsion to ceilings, walls, washdown only to all other painted surfaces of 3 storey hall, landing and staircase area (classed as a single area). | Hall Stairs:Rub down, prepare for and apply two coats of emulsion to ceilings and walls, wash down only to all other previously painted surfaces of hall, landing and staircase area complete (3 storey, classified as a single area). | 508.3368
450511 |  | X | N | N | N | PA | HALL:WASH REDECORATE OVER 3SM CEILING AREA | Painting and Decorating | Internal Decoration | Paintwork to Ceiling, Walls, Washdown Woodwork | IT | 199.4918 | Hall:Rub down, prepare, apply two coats of emulsion to ceilings, walls, wash down only to all other painted surfaces of lobby, hall or corridor over 3.00sm ceiling area (single area). | Hall:Rub down, prepare for and apply two coats of emulsion to ceilings and walls, wash down only to all other previously painted surfaces of lobby, hall or corridor over 3.00sm ceiling area complete (classified as a single area). | 199.4918
450517 |  | X | N | N | N | PA | LOBBY:WASH REDECORATE NE 3SM CEILING AREA | Painting and Decorating | Internal Decoration | Paintwork to Ceiling, Walls, Washdown Woodwork | IT | 70.426 | Lobby:Rub down, prepare, apply two coats of emulsion to ceilings and walls, wash down only to all other painted surfaces of lobby or hall ne 3.00sm ceiling area (classified as a single area). | Lobby:Rub down, prepare for and apply two coats of emulsion to ceilings and walls, wash down only to all other previously painted surfaces of lobby or hall ne 3.00sm ceiling area complete (classified as a single area). | 70.426
450519 |  | X | N | N | N | PA | ROOM:WASH REDECORATE 20-25SM CEILING AREA | Painting and Decorating | Internal Decoration | Paintwork to Ceiling, Walls, Washdown Woodwork | IT | 237.338 | Room:Rub down, prepare for and apply two coats of emulsion to ceilings and walls, wash down only to all other previously painted surfaces of room over 20.00 and ne 25.00sm ceiling area. | Room:Rub down, prepare for and apply two coats of emulsion to ceilings and walls, wash down only to all other previously painted surfaces of room over 20.00 and ne 25.00sm ceiling area. | 237.338
450523 |  | X | N | N | N | PA | ROOM:WASH REDECORATE 25-30SM CEILING AREA | Painting and Decorating | Internal Decoration | Paintwork to Ceiling, Walls, Washdown Woodwork | IT | 293.9551 | Room:Rub down, prepare for and apply two coats of emulsion to ceilings and walls, wash down only to all other previously painted surfaces of room over 25.00 and ne 30.00sm ceiling area. | Room:Rub down, prepare for and apply two coats of emulsion to ceilings and walls, wash down only to all other previously painted surfaces of room over 25.00 and ne 30.00sm ceiling area. | 293.9551
450527 |  | X | N | N | N | PA | ROOM:WASH REDECORATE OVER 30SM CEILING AREA | Painting and Decorating | Internal Decoration | Paintwork to Ceiling, Walls, Washdown Woodwork | IT | 350.2797 | Room:Rub down, prepare for and apply two coats of emulsion to ceilings and walls, wash down only to all other previously painted surfaces of room over 30.00sm ceiling area. | Room:Rub down, prepare for and apply two coats of emulsion to ceilings and walls, wash down only to all other previously painted surfaces of room over 30.00sm ceiling area. | 350.2797
450529 |  | X | N | N | N | PA | CORRIDOR/COMMUNAL AREA:WASH REDECORATE | Painting and Decorating | Internal Decoration | Paintwork to Ceiling, Walls, Washdown Woodwork | SM | 13.0834 | Corridor/Communal Area:Rub down, prepare, apply two coats of emulsion to ceilings and walls, wash down only to all other previously painted surfaces of corridors etc. (msd per sm of ceiling area). | Corridor/Communal Area:Rub down, prepare for and apply two coats of emulsion to ceilings and walls, wash down only to all other previously painted surfaces of corridors, open communal areas etc. (measured per square metre of ceiling area). | 13.0834
450531 |  | X | N | N | N | PA | WALK IN CUPBOARD:WASH REDECORATE NE 2SM CEILING | Painting and Decorating | Internal Decoration | Paintwork to Ceiling, Walls, Washdown Woodwork | IT | 57.401 | Walk In Cupboard:Rub down, prepare for and apply two coats of emulsion to ceilings and walls, wash down only to all other previously painted surfaces ne 2.00sm ceiling area complete. | Walk In Cupboard:Rub down, prepare for and apply two coats of emulsion to ceilings and walls, wash down only to all other previously painted surfaces of walk in cupboard, larder and the like ne 2.00sm ceiling area complete (classified as a single area). | 57.401
450607 |  | X | N | N | N | PA | ROOM:REDECORATE CEILING UPTO 20SM CEILING AREA | Painting and Decorating | Internal Decoration | Paintwork to Ceilings Only | IT | 113.5971 | Room:Rub down, prepare for and apply two coats of emulsion to ceilings only of room ne 20.00sm ceiling area. | Room:Rub down, prepare for and apply two coats of emulsion to ceilings only of room upto 20.00sm ceiling area. | 113.5971
450609 |  | X | N | N | N | PA | HALL STAIRS:REDECORATE CEILINGS 2 STOREY | Painting and Decorating | Internal Decoration | Paintwork to Ceilings Only | IT | 167.1488 | Hall Stairs:Rub down, prepare for and apply two coats of emulsion to ceilings of hall, landing and staircase area complete (2 storey, classified as a single area). | Hall Stairs:Rub down, prepare for and apply two coats of emulsion to ceilings of hall, landing and staircase area complete (2 storey, classified as a single area). | 167.1488
450610 |  | X | N | N | N | PA | HALL STAIRS:REDECORATE CEILINGS 3 STOREY | Painting and Decorating | Internal Decoration | Paintwork to Ceilings Only | IT | 259.5061 | Hall Stairs:Rub down, prepare for and apply two coats of emulsion to ceilings of hall, landing and staircase area complete (3 storey, classified as a single area). | Hall Stairs:Rub down, prepare for and apply two coats of emulsion to ceilings of hall, landing and staircase area complete (3 storey, classified as a single area). | 259.5061
450611 |  | X | N | N | N | PA | HALL:REDECORATE CEILINGS OVER 3SM AREA | Painting and Decorating | Internal Decoration | Paintwork to Ceilings Only | IT | 112.2633 | Hall:Rub down, prepare for and apply two coats of emulsion to ceilings of lobby, hall or corridor over 3.00sm area complete (classified as a single area). | Hall:Rub down, prepare for and apply two coats of emulsion to ceilings of lobby, hall or corridor over 3.00sm area complete (classified as a single area). | 112.2633
450612 |  | X | N | N | N | PA | LOBBY:REDECORATE CEILINGS NE 3SM AREA | Painting and Decorating | Internal Decoration | Paintwork to Ceilings Only | IT | 27.7294 | Lobby:Rub down, prepare for and apply two coats of emulsion to ceilings of lobby or hall ne 3.00sm area complete (classified as a single area). | Lobby:Rub down, prepare for and apply two coats of emulsion to ceilings of lobby or hall ne 3.00sm area complete (classified as a single area). | 27.7294
450615 |  | X | N | N | N | PA | ROOM:REDECORATE CEILING 20-25SM CEILING AREA | Painting and Decorating | Internal Decoration | Paintwork to Ceilings Only | IT | 170.3663 | Room:Rub down, prepare for and apply two coats of emulsion to ceilings only of room over 20.00 and ne 25.00sm ceiling area. | Room:Rub down, prepare for and apply two coats of emulsion to ceilings only of room over 20.00 and ne 25.00sm ceiling area. | 170.3663
450617 |  | X | N | N | N | PA | ROOM:REDECORATE CEILING 25-30SM CEILING AREA | Painting and Decorating | Internal Decoration | Paintwork to Ceilings Only | IT | 191.606 | Room:Rub down, prepare for and apply two coats of emulsion to ceilings only of room over 25.00 and ne 30.00sm ceiling area. | Room:Rub down, prepare for and apply two coats of emulsion to ceilings only of room over 25.00 and ne 30.00sm ceiling area. | 191.606
450619 |  | X | N | N | N | PA | ROOM:REDECORATE CEILING OVER 30SM CEILING AREA | Painting and Decorating | Internal Decoration | Paintwork to Ceilings Only | IT | 212.8925 | Room:Rub down, prepare for and apply two coats of emulsion to ceilings only of room over 30.00sm ceiling area. | Room:Rub down, prepare for and apply two coats of emulsion to ceilings only of room over 30.00sm ceiling area. | 212.8925
450621 |  | X | N | N | N | PA | CORRIDOR/COMMUNAL ROOMS:REDECORATE CEILING | Painting and Decorating | Internal Decoration | Paintwork to Ceilings Only | SM | 7.5599 | Corridor/Communal Rooms:Rub down, prepare for and apply two coats of emulsion to ceilings only of corridor or open communal areas (measured per square metre of ceiling area). | Corridor/Communal Rooms:Rub down, prepare for and apply two coats of emulsion to ceilings only of corridor or open communal areas (measured per square metre of ceiling area). | 7.5599
452027 |  | X | N | N | N | PA | ROOM:EGGSHELL GLOSS CEILING UPTO 20SM CEILING AREA | Painting and Decorating | Internal Decoration | Ceiling Finishes - Alternatives | IT | 51.4804 | Room:Extra for prepare and apply two coats of eggshell or undercoat and gloss to ceilings, ne 20.00sm ceiling area. | Room:Extra for prepare and apply two coats of eggshell or undercoat and gloss to ceilings, upto 20.00sm ceiling area. | 51.4804
452029 |  | X | N | N | N | PA | HALL STAIRS:EGGSHELL OR GLOSS CEILING 2 STOREY | Painting and Decorating | Internal Decoration | Ceiling Finishes - Alternatives | IT | 58.3834 | Hall Stairs:Extra for prepare and apply two coats of eggshell or undercoat and gloss to ceilings of any hall, landing and staircase area (2 storey, classified as a single area). | Hall Stairs:Extra for prepare and apply two coats of eggshell or undercoat and gloss to ceilings of any hall, landing and staircase area (2 storey, classified as a single area). | 58.3834
452030 |  | X | N | N | N | PA | HALL STAIRS:EGGSHELL OR GLOSS CEILING 3 STOREY | Painting and Decorating | Internal Decoration | Ceiling Finishes - Alternatives | IT | 89.3684 | Hall Stairs:Extra for prepare and apply two coats of eggshell or undercoat and gloss to ceilings of any hall, landing and staircase area (3 storey, classified as a single area). | Hall Stairs:Extra for prepare and apply two coats of eggshell or undercoat and gloss to ceilings of any hall, landing and staircase area (3 storey, classified as a single area). | 89.3684
452031 |  | X | N | N | N | PA | HALL:EGGSHELL GLOSS CEILING OVER 3SM CEILING AREA | Painting and Decorating | Internal Decoration | Ceiling Finishes - Alternatives | IT | 46.4663 | Hall:Extra for prepare and apply two coats of eggshell or undercoat and gloss to ceilings of any lobby, hall or corridor over 3.00sm ceiling area (classified as a single area). | Hall:Extra for prepare and apply two coats of eggshell or undercoat and gloss to ceilings of any lobby, hall or corridor over 3.00sm ceiling area (classified as a single area). | 46.4663
452037 |  | X | N | N | N | PA | LOBBY:EGGSHELL GLOSS CEILING NE 3SM CEILING AREA | Painting and Decorating | Internal Decoration | Ceiling Finishes - Alternatives | IT | 16.4296 | Lobby:Extra for prepare and apply two coats of eggshell or undercoat and gloss to ceilings of any lobby or hall ne 3.00sm ceiling area (classified as a single area). | Lobby:Extra for prepare and apply two coats of eggshell or undercoat and gloss to ceilings of any lobby or hall ne 3.00sm ceiling area (classified as a single area). | 16.4296
452049 |  | X | N | N | N | PA | ROOM:EGGSHELL GLOSS CEILING OVER 20SM CEILING AREA | Painting and Decorating | Internal Decoration | Ceiling Finishes - Alternatives | SM | 5.6931 | Room:Extra for prepare and apply two coats of eggshell or undercoat and gloss to ceilings, over 20.00sm ceiling area (measured per square metre of ceiling area in excess of 20.00sm). | Room:Extra for prepare and apply two coats of eggshell or undercoat and gloss to ceilings, over 20.00sm ceiling area (measured per square metre of ceiling area in excess of 20.00sm). | 5.6931
452051 |  | X | N | N | N | PA | CORRIDOR/COMMUNAL ROOMS:EGGSHELL GLOSS CEILING | Painting and Decorating | Internal Decoration | Ceiling Finishes - Alternatives | SM | 5.6931 | Corridor/Communal Rooms:Extra for prepare and apply two coats of eggshell or undercoat and gloss to ceilings of corridor or open communal areas (measured per square metre of ceiling area). | Corridor/Communal Rooms:Extra for prepare and apply two coats of eggshell or undercoat and gloss to ceilings of corridor or open communal areas (measured per square metre of ceiling area). | 5.6931
453027 |  | X | N | N | N | PA | ROOM:EGGSHELL GLOSS WALLS UPTO 20SM CEILING AREA | Painting and Decorating | Internal Decoration | Wall Finishes - Alternatives | IT | 84.779 | Room:Extra for prepare and apply two coats eggshell or undercoat and gloss to walls of room ne 20.00sm ceiling area. | Room:Extra for prepare and apply two coats eggshell or undercoat and gloss to walls of room upto 20.00sm ceiling area. | 84.779
453029 |  | X | N | N | N | PA | HALL STAIRS:EGGSHELL OR GLOSS WALLS 2 STOREY | Painting and Decorating | Internal Decoration | Wall Finishes - Alternatives | IT | 210.4048 | Hall Stairs:Extra for prepare and apply two coats eggshell or undercoat and gloss to walls of any size hall, landing and staircase area (2 storey, classified as a single area). | Hall Stairs:Extra for prepare and apply two coats eggshell or undercoat and gloss to walls of any size hall, landing and staircase area (2 storey, classified as a single area). | 210.4048
453030 |  | X | N | N | N | PA | HALL STAIRS:EGGSHELL OR GLOSS WALLS 3 STOREY | Painting and Decorating | Internal Decoration | Wall Finishes - Alternatives | IT | 287.7172 | Hall Stairs:Extra for prepare and apply two coats of eggshell or undercoat and gloss to walls of any hall, landing and staircase area (3 storey, classified as a single area). | Hall Stairs:Extra for prepare and apply two coats of eggshell or undercoat and gloss to walls of any hall, landing and staircase area (3 storey, classified as a single area). | 287.7172
453031 |  | X | N | N | N | PA | HALL:EGGSHELL OR GLOSS WALLS OVER 3SM CEILING AREA | Painting and Decorating | Internal Decoration | Wall Finishes - Alternatives | IT | 85.673 | Hall:Extra for prepare and apply two coats eggshell or undercoat and gloss to walls of any lobby, hall or corridor over 3.00sm ceiling area (classified as a single area). | Hall:Extra for prepare and apply two coats eggshell or undercoat and gloss to walls of any lobby, hall or corridor over 3.00sm ceiling area (classified as a single area). | 85.673
453034 |  | X | N | N | N | PA | LOBBY:EGGSHELL OR GLOSS WALLS NE 3SM CEILING AREA | Painting and Decorating | Internal Decoration | Wall Finishes - Alternatives | IT | 33.971 | Lobby:Extra for prepare and apply two coats eggshell or undercoat and gloss to walls of any lobby or hall ne 3.00sm ceiling area (classified as a single area). | Lobby:Extra for prepare and apply two coats eggshell or undercoat and gloss to walls of any lobby or hall ne 3.00sm ceiling area (classified as a single area). | 33.971
453045 |  | X | N | N | N | PA | ROOM:EGGSHELL GLOSS WALLS OVER 20SM CEILING AREA | Painting and Decorating | Internal Decoration | Wall Finishes - Alternatives | SM | 12.9196 | Room:Extra for prepare and apply two coats eggshell or undercoat and gloss to walls of room over 20.00sm ceiling area (measured per square metre of ceiling area in excess of 20.00sm). | Room:Extra for prepare and apply two coats eggshell or undercoat and gloss to walls of room over 20.00sm ceiling area (measured per square metre of ceiling area in excess of 20.00sm). | 12.9196
453047 |  | X | N | N | N | PA | CORRIDOR/COMMUNAL ROOMS:EGGSHELL WALLS | Painting and Decorating | Internal Decoration | Wall Finishes - Alternatives | SM | 12.3638 | Corridor/Communal Rooms:Extra for prepare and apply two coats eggshell or undercoat and gloss to walls of corridor or open communal areas (measured per square metre of ceiling area). | Corridor/Communal Rooms:Extra for prepare and apply two coats eggshell or undercoat and gloss to walls of corridor or open communal areas (measured per square metre of ceiling area). | 12.3638
459901 |  | X | N | N | Y | PA | CLIENT INSPECTION:DECORATIONS | Painting and Decorating | Miscellaneous Works | Painting and Decorating - Client Inspection | IT | 16.6767 | Client Inspection:Undertake client inspection and testing etc. on decorations and report to Client Representative (any repairs required to be ordered must be instructed by Client Representative). | Client Inspection:Undertake client inspection and testing etc. on decorations and report to Client Representative (any repairs required to be ordered must be instructed by Client Representative). Not to be claimed in conjunction with associated works. | 16.6767
460411 |  | X | N | N | N | SP | ASBESTOS:TRANSPORT DISPOSE NON LICENSED | Specialist Treatments | Mastic Asphalt Tanking etc | Transport and Disposal of Non Licensed ACM | KG | 0.8775 | Asbestos:Transportation to and disposal of double bagged non-licenced and notifiable non-licensed asbestos cement containing materials. | Asbestos:Transportation to and disposal of double bagged non-licenced notifiable non-licenced asbestos cement containing materials, carried by a contractor holding a hazardous waste carriers licence, to a site licenced as an approved disposal point to accept materials and payable only on the production of signed and certified asbestos waste transfer certificates indicating the weight of the disposed material. | 0.8775
470001 |  | X | N | N | N | PA | DWELLING:REDECORATE 1 BEDROOM FLAT | Painting and Decorating | Internal Decoration | Internal Paintwork - Complete Dwellings | IT | 1159.0455 | Dwelling:Redecorate complete one bedroom flat or bungalow, rub down, prepare, apply two coats of emulsion to ceilings and walls, one undercoat and gloss on all other previously painted surfaces. | Dwelling:Redecorate complete one bedroom flat or bungalow, rub down, prepare for and apply two coats of emulsion to ceilings and walls, one undercoat and gloss on all other previously painted surfaces. | 1159.0455
470002 |  | X | N | N | N | PA | DWELLING:REDECORATE 2 BEDROOM FLAT | Painting and Decorating | Internal Decoration | Internal Paintwork - Complete Dwellings | IT | 1394.5648 | Dwelling:Redecorate complete two bedroom flat or bungalow, rub down, prepare, apply two coats of emulsion to ceilings and walls, one undercoat and gloss on all other previously painted surfaces. | Dwelling:Redecorate complete two bedroom flat or bungalow, rub down, prepare for and apply two coats of emulsion to ceilings and walls, one undercoat and gloss on all other previously painted surfaces. | 1394.5648
470003 |  | X | N | N | N | PA | DWELLING:REDECORATE 3 BEDROOM FLAT | Painting and Decorating | Internal Decoration | Internal Paintwork - Complete Dwellings | IT | 1630.0725 | Dwelling:Redecorate complete three bedroom flat or bungalow, rub down, prepare, apply two coats of emulsion to ceilings and walls, one undercoat and gloss on all other previously painted surfaces. | Dwelling:Redecorate complete three bedroom flat or bungalow, rub down, prepare for and apply two coats of emulsion to ceilings and walls, one undercoat and gloss on all other previously painted surfaces. | 1630.0725
470010 |  | X | N | N | N | PA | DWELLING:REDECORATE 2 BEDROOM HOUSE | Painting and Decorating | Internal Decoration | Internal Paintwork - Complete Dwellings | IT | 1637.3994 | Dwelling:Redecorate complete two bedroom house or maisonette, rub down, prepare, apply two coats of emulsion to ceilings and walls, one undercoat and gloss on all other previously painted surfaces. | Dwelling:Redecorate complete two bedroom house or maisonette, rub down, prepare for and apply two coats of emulsion to ceilings and walls, one undercoat and gloss on all other previously painted surfaces. | 1637.3994
470011 |  | X | N | N | N | PA | DWELLING:REDECORATE 3 BEDROOM HOUSE | Painting and Decorating | Internal Decoration | Internal Paintwork - Complete Dwellings | IT | 1854.468 | Dwelling:Redecorate complete three bedroom house or maisonette, rub down, prepare, apply two coats of emulsion to ceilings and walls, one undercoat and gloss on all other painted surfaces. | Dwelling:Redecorate complete three bedroom house or maisonette, rub down, prepare for and apply two coats of emulsion to ceilings and walls, one undercoat and gloss on all other previously painted surfaces. | 1854.468
470012 |  | X | N | N | N | PA | DWELLING:REDECORATE 4 BEDROOM HOUSE | Painting and Decorating | Internal Decoration | Internal Paintwork - Complete Dwellings | IT | 2076.041 | Dwelling:Redecorate complete four bedroom house or maisonette, rub down, prepare, apply two coats of emulsion to ceilings and walls, one undercoat and gloss on all other painted surfaces. | Dwelling:Redecorate complete four bedroom house or maisonette, rub down, prepare for and apply two coats of emulsion to ceilings and walls, one undercoat and gloss on all other previously painted surfaces. | 2076.041
470040 |  | X | N | N | N | PA | DWELLING:REDECORATE BEDSIT NE 20SM CEILING AREA | Painting and Decorating | Internal Decoration | Internal Paintwork - Complete Dwellings | IT | 620.7655 | Dwelling:Redecorate all rooms of bedsit ne 20.00sm ceiling area, rub down, prepare, apply two coats of emulsion to ceilings walls, one undercoat and gloss on all other painted surfaces. | Dwelling:Redecorate complete bedsit ne 20.00sm ceiling area including all rooms, rub down, prepare for and apply two coats of emulsion to ceilings and walls, one undercoat and gloss on all other previously painted surfaces. | 620.7655
470041 |  | X | N | N | N | PA | DWELLING:REDECORATE BEDSIT 20-30SM CEILING AREA | Painting and Decorating | Internal Decoration | Internal Paintwork - Complete Dwellings | IT | 734.4084 | Dwelling:Redecorate all rooms of bedsit 20.00-30.00sm ceiling area, rub down, prepare, apply two coats of emulsion to ceilings, walls, one undercoat and gloss on all other painted surfaces. | Dwelling:Redecorate complete bedsit 20.00-30.00sm ceiling area including all rooms, rub down, prepare for and apply two coats of emulsion to ceilings and walls, one undercoat and gloss on all other previously painted surfaces. | 734.4084
470042 |  | X | N | N | N | PA | DWELLING:REDECORATE BEDSIT OVER 30SM CEILING AREA | Painting and Decorating | Internal Decoration | Internal Paintwork - Complete Dwellings | IT | 931.1306 | Dwelling:Redecorate all rooms of bedsit over 30.00sm ceiling area, rub down, prepare, apply two coats of emulsion to ceilings, walls, one undercoat and gloss on all other painted surfaces. | Dwelling:Redecorate complete bedsit exceeding 30.00sm ceiling area including all rooms, rub down, prepare for and apply two coats of emulsion to ceilings and walls, one undercoat and gloss on all other previously painted surfaces. | 931.1306
470045 |  | X | N | N | N | PA | DWELLING:REDECORATE MULTIPLE OCCUPIED 3 BED FLAT | Painting and Decorating | Internal Decoration | Internal Paintwork - Complete Dwellings | IT | 1705.8629 | Dwelling:Redecorate all rooms in three bedroom multiple occupancy flat comprising hall, bedrooms, lobby, communal kitchen, bathroom, toilet, shower room, prepare and apply paint as specified. | Dwelling:Redecorate all rooms in three bedroom multiple occupancy flat complete comprising bedrooms, lobby, hall, communal kitchen, bathroom, toilet and shower room including rub down, prepare for and apply two coats of emulsion to ceilings and walls, one undercoat and gloss on all other previously painted surfaces. | 1705.8629
470046 |  | X | N | N | N | PA | DWELLING:REDECORATE MULTIPLE OCCUPIED 4 BED FLAT | Painting and Decorating | Internal Decoration | Internal Paintwork - Complete Dwellings | IT | 1941.3707 | Dwelling:Redecorate all rooms in four bedroom multiple occupancy flat comprising hall, bedrooms, lobby, communal kitchen, bathroom, toilet, shower room prepare and apply paint as specified. | Dwelling:Redecorate all rooms in four bedroom multiple occupancy flat complete comprising bedrooms, lobby, hall, communal kitchen, bathroom, toilet and shower room including rub down, prepare for and apply two coats of emulsion to ceilings and walls, one undercoat and gloss on all other previously painted surfaces. | 1941.3707
470047 |  | X | N | N | N | PA | DWELLING:REDECORATE MULTIPLE OCCUPIED 5 BED FLAT | Painting and Decorating | Internal Decoration | Internal Paintwork - Complete Dwellings | IT | 2176.9018 | Dwelling:Redecorate all rooms in five bedroom multiple occupancy flat comprising hall, bedrooms, lobby, communal kitchen, bathroom, toilet, shower room prepare and apply paint as specified. | Dwelling:Redecorate all rooms in five bedroom multiple occupancy flat complete comprising bedrooms, lobby, hall, communal kitchen, bathroom, toilet and shower room including rub down, prepare for and apply two coats of emulsion to ceilings and walls, one undercoat and gloss on all other previously painted surfaces. | 2176.9018
470088 |  | X | N | N | N | PA | ROOM:WHOLE REDECORATION ADDITION HT ABOVE 3.0M | Painting and Decorating | Internal Decoration | Work to Room Heights above 3.00m | SM | 11.2633 | Room:Additional allowance for working in room with ceiling 3.00m above floor level and painting all walls, ceiling and woodwork (measured floor area). | Room:Additional allowance for working in room with ceiling 3.00m above floor level and painting all walls, ceilings and woodwork (measured floor area). | 11.2633
470501 |  | X | N | N | N | PA | DWELLING:WASH 2CT REDECORATION 1 BEDROOM FLAT | Painting and Decorating | Internal Decoration | Paintwork and Washdown - Complete Dwellings | IT | 715.78 | Dwelling:Redecoration and washdown complete one bedroom flat or bungalow, rub down, prepare, apply two coats of emulsion to ceilings, walls, wash down only to all other painted surfaces. | Dwelling:Redecoration and washdown complete one bedroom flat or bungalow, rub down, prepare for and apply two coats of emulsion to ceilings and walls, wash down only to all other previously painted surfaces. | 715.78
470502 |  | X | N | N | N | PA | DWELLING:WASH 2CT REDECORATION 2 BEDROOM FLAT | Painting and Decorating | Internal Decoration | Paintwork and Washdown - Complete Dwellings | IT | 862.3397 | Dwelling:Redecoration and washdown complete two bedroom flat or bungalow, rub down, prepare, apply two coats of emulsion to ceilings, walls, wash down only to all other painted surfaces. | Dwelling:Redecoration and washdown complete two bedroom flat or bungalow, rub down, prepare for and apply two coats of emulsion to ceilings and walls, wash down only to all other previously painted surfaces. | 862.3397
470503 |  | X | N | N | N | PA | DWELLING:WASH 2CT REDECORATION 3 BEDROOM FLAT | Painting and Decorating | Internal Decoration | Paintwork and Washdown - Complete Dwellings | IT | 1006.1082 | Dwelling:Redecoration and washdown complete three bedroom flat or bungalow, rub down, prepare, apply two coats of emulsion to ceilings, walls, wash down only to all other painted surfaces. | Dwelling:Redecoration and washdown complete three bedroom flat or bungalow, rub down, prepare for and apply two coats of emulsion to ceilings and walls, washdown only to all other previously painted surfaces. | 1006.1082
470510 |  | X | N | N | N | PA | DWELLING:WASH 2CT REDECORATION 2 BEDROOM HOUSE | Painting and Decorating | Internal Decoration | Paintwork and Washdown - Complete Dwellings | IT | 1106.9903 | Dwelling:Redecoration and washdown complete two bedroom house or maisonette, rub down, prepare, apply two coats of emulsion to ceilings, walls, wash down only to all other painted surfaces. | Dwelling:Redecoration and washdown complete two bedroom house or maisonette, rub down, prepare for and apply two coats of emulsion to ceilings and walls, washdown only to all other previously painted surfaces. | 1106.9903
470511 |  | X | N | N | N | PA | DWELLING:WASH 2CT REDECORATION 3 BEDROOM HOUSE | Painting and Decorating | Internal Decoration | Paintwork and Washdown - Complete Dwellings | IT | 1274.9343 | Dwelling:Redecoration and washdown complete three bedroom house or maisonette, rub down, prepare, apply two coats of emulsion to ceilings, walls, wash down only to all other painted surfaces. | Dwelling:Redecoration and washdown complete three bedroom house or maisonette, rub down, prepare for and apply two coats of emulsion to ceilings and walls, washdown only to all other previously painted surfaces. | 1274.9343
470512 |  | X | N | N | N | PA | DWELLING:WASH 2CT REDECORATION 4 BEDROOM HOUSE | Painting and Decorating | Internal Decoration | Paintwork and Washdown - Complete Dwellings | IT | 1472.5996 | Dwelling:Redecoration and washdown complete four bedroom house or maisonette, rub down, prepare, apply two coats of emulsion to ceilings, walls, wash down only to all other painted surfaces. | Dwelling:Redecoration and washdown complete four bedroom house or maisonette, rub down, prepare for and apply two coats of emulsion to ceilings and walls, washdown only to all other previously painted surfaces. | 1472.5996
470520 |  | X | N | N | N | PA | DWELLING:WASH 1CT REDECORATION 1 BEDROOM FLAT | Painting and Decorating | Internal Decoration | Paintwork and Washdown - Complete Dwellings | IT | 451.7262 | Dwelling:Redecoration and washdown complete one bedroom flat or bungalow, rub down, prepare, apply one coat of emulsion to ceilings, walls, wash down only to all other previously painted surfaces. | Dwelling:Redecoration and washdown complete one bedroom flat or bungalow, rub down, prepare for and apply one coat of emulsion to ceilings and walls, washdown only to all other previously painted surfaces. | 451.7262
470521 |  | X | N | N | N | PA | DWELLING:WASH 1CT REDECORATION 2 BEDROOM FLAT | Painting and Decorating | Internal Decoration | Paintwork and Washdown - Complete Dwellings | IT | 541.3987 | Dwelling:Redecoration and washdown complete two bedroom flat or bungalow, rub down, prepare, apply one coat of emulsion to ceilings, walls, wash down only to all other previously painted surfaces. | Dwelling:Redecoration and washdown complete two bedroom flat or bungalow, rub down, prepare for and apply one coat of emulsion to ceilings and walls, washdown only to all other previously painted surfaces. | 541.3987
470522 |  | X | N | N | N | PA | DWELLING:WASH 1CT REDECORATION 3 BEDROOM FLAT | Painting and Decorating | Internal Decoration | Paintwork and Washdown - Complete Dwellings | IT | 628.2683 | Dwelling:Redecoration and washdown complete three bedroom flat or bungalow, rub down, prepare, apply one coat of emulsion to ceilings, walls, wash down only to all other previously painted surfaces. | Dwelling:Redecoration and washdown complete three bedroom flat or bungalow, rub down, prepare for and apply one coat of emulsion to ceilings and walls, washdown only to all other previously painted surfaces. | 628.2683
470530 |  | X | N | N | N | PA | DWELLING:WASH 1CT REDECORATION 2 BEDROOM HOUSE | Painting and Decorating | Internal Decoration | Paintwork and Washdown - Complete Dwellings | IT | 687.2082 | Dwelling:Redecoration and washdown complete two bedroom house or maisonette, rub down, prepare, apply one coat of emulsion to ceilings, walls, wash down only to all other painted surfaces. | Dwelling:Redecoration and washdown complete two bedroom house or maisonette, rub down, prepare for and apply one coat of emulsion to ceilings and walls, washdown only to all other previously painted surfaces. | 687.2082
470531 |  | X | N | N | N | PA | DWELLING:WASH 1CT REDECORATION 3 BEDROOM HOUSE | Painting and Decorating | Internal Decoration | Paintwork and Washdown - Complete Dwellings | IT | 784.3397 | Dwelling:Redecoration and washdown complete three bedroom house or maisonette, rub down, prepare, apply one coat of emulsion to ceilings, walls, wash down only to all other painted surfaces. | Dwelling:Redecoration and washdown complete three bedroom house or maisonette, rub down, prepare for and apply one coat of emulsion to ceilings and walls, washdown only to all other previously painted surfaces. | 784.3397
470532 |  | X | N | N | N | PA | DWELLING:WASH 1CT REDECORATION 4 BEDROOM HOUSE | Painting and Decorating | Internal Decoration | Paintwork and Washdown - Complete Dwellings | IT | 900.5828 | Dwelling:Redecoration and washdown complete four bedroom house or maisonette, rub down, prepare, apply one coat of emulsion to ceilings, walls, wash down only to all other painted surfaces. | Dwelling:Redecoration and washdown complete four bedroom house or maisonette, rub down, prepare for and apply one coat of emulsion to ceilings and walls, washdown only to all other previously painted surfaces. | 900.5828
470540 |  | X | N | N | N | PA | DWELLING:WASH 2CT REDEC BEDSIT NE 20SM CLG AREA | Painting and Decorating | Internal Decoration | Paintwork and Washdown - Complete Dwellings | IT | 374.3627 | Dwelling:Redecoration and washdown complete all rooms of bedsit ne 20.00sm ceiling area, rub down, prepare, apply two coats of emulsion to ceilings, walls, wash down to all other surfaces. | Dwelling:Redecoration and washdown complete bedsit ne 20.00sm ceiling area including all rooms, rub down, prepare for and apply two coats of emulsion to ceilings and walls, washdown only to all other previously painted surfaces. | 374.3627
470541 |  | X | N | N | N | PA | DWELLING:WASH 2CT REDEC BEDSIT 20-30SM CLG AREA | Painting and Decorating | Internal Decoration | Paintwork and Washdown - Complete Dwellings | IT | 439.4816 | Dwelling:Redecoration and washdown complete all rooms of bedsit ne 30.00sm ceiling area, rub down, prepare, apply two coats of emulsion to ceilings, walls, wash down to all other surfaces. | Dwelling:Redecoration and washdown complete bedsit 20-30sm ceiling area including all rooms, rub down, prepare for and apply two coats of emulsion to ceilings and walls, washdown only to all other previously painted surfaces. | 439.4816
470542 |  | X | N | N | N | PA | DWELLING:WASH 2CT REDEC BEDSIT OVER 30SM CLG AREA | Painting and Decorating | Internal Decoration | Paintwork and Washdown - Complete Dwellings | IT | 562.9104 | Dwelling:Redecoration and washdown complete all rooms of bedsit over 30.00sm ceiling area, rub down, prepare, apply two coats of emulsion to ceilings, walls, wash down to all other surfaces. | Dwelling:Redecoration and washdown complete bedsit exceeding 30.00sm ceiling area including all rooms, rub down, prepare for and apply two coats of emulsion to ceilings and walls, washdown only to all other previously painted surfaces. | 562.9104
470545 |  | X | N | N | N | PA | DWELLING:WASH 2CT REDEC MULTIPLE OCC 3 BED FLAT | Painting and Decorating | Internal Decoration | Paintwork and Washdown - Complete Dwellings | IT | 1073.5777 | Dwelling:Redecoration, washdown three bedroom multiple occupancy flat comprising lobby, hall bedrooms, communal kitchen, bathroom, toilet, shower room, wash down, apply paint as specified. | Dwelling:Redecoration and washdown all rooms in three bedroom multiple occupancy flat complete comprising bedrooms, lobby, hall, communal kitchen, bathroom, toilet and shower room including rub down, prepare for and apply two coats of emulsion to ceilings and walls, washdown only to all other previously painted surfaces. | 1073.5777
470546 |  | X | N | N | N | PA | DWELLING:WASH 2CT REDEC MULTIPLE OCC 4 BED FLAT | Painting and Decorating | Internal Decoration | Paintwork and Washdown - Complete Dwellings | IT | 1217.3462 | Dwelling:Redecoration, washdown four bedroom multiple occupancy flat comprising lobby, hall bedrooms, communal kitchen, bathroom, toilet, shower room, wash down, apply paint as specified. | Dwelling:Redecoration and washdown all rooms in four bedroom multiple occupancy flat complete comprising bedrooms, lobby, hall, communal kitchen, bathroom, toilet and shower room including rub down, prepare for and apply two coats of emulsion to ceilings and walls, washdown only to all other previously painted surfaces. | 1217.3462
470547 |  | X | N | N | N | PA | DWELLING:WASH 2CT REDEC MULTIPLE OCC 5 BED FLAT | Painting and Decorating | Internal Decoration | Paintwork and Washdown - Complete Dwellings | IT | 1355.5676 | Dwelling:Redecoration, washdown five bedroom multiple occupancy flat comprising lobby, hall bedrooms, communal kitchen, bathroom, toilet, shower room, wash down, apply paint as specified. | Dwelling:Redecoration and washdown all rooms in five bedroom multiple occupancy flat complete comprising bedrooms, lobby, hall, communal kitchen, bathroom, toilet and shower room including rub down, prepare for and apply two coats of emulsion to ceilings and walls, washdown only to all other previously painted surfaces. | 1355.5676
470601 |  | X | N | N | N | PA | DWELLING:STRIP PRIOR TO REDECORATE 1 BED FLAT | Painting and Decorating | Internal Decoration | Internal Paintwork - Strip Complete Dwellings | IT | 364.8355 | Dwelling:Strip all layers of wallpaper, wall and ceiling lining paper prior to redecoration complete to one bed flat or bungalow, all additional preparation, rub down, make good, apply sealing coat. | Dwelling:Strip all layers of wallpaper, painted wallpaper, wall and ceiling lining paper prior to redecoration complete to one bedroom flat or bungalow, including all additional preparation, rubbing down and making good, and applying sealing coat as necessary. | 364.8355
470602 |  | X | N | N | N | PA | DWELLING:STRIP PRIOR TO REDECORATE 2 BED FLAT | Painting and Decorating | Internal Decoration | Internal Paintwork - Strip Complete Dwellings | IT | 538.9148 | Dwelling:Strip all layers of wallpaper, wall and ceiling lining paper prior to redecoration complete to two bed flat or bungalow, all additional preparation, rub down, make good, apply sealing coat. | Dwelling:Strip all layers of wallpaper, painted wallpaper, wall and ceiling lining paper prior to redecoration complete to two bedroom flat or bungalow, including all additional preparation, rubbing down and making good and applying sealing coat as necessary. | 538.9148
470603 |  | X | N | N | N | PA | DWELLING:STRIP PRIOR TO REDECORATE 3 BED FLAT | Painting and Decorating | Internal Decoration | Internal Paintwork - Strip Complete Dwellings | IT | 696.3176 | Dwelling:Strip all layers of wallpaper, wall and ceiling lining paper prior to redecoration complete to 3 bed flat or bungalow, all additional preparation, rub down, make good, apply sealing coat. | Dwelling:Strip all layers of wallpaper, painted wallpaper, wall and ceiling lining paper prior to redecoration complete to three bedroom flat or bungalow, including all additional preparation, rubbing down and making good and applying sealing coat as necessary. | 696.3176
470610 |  | X | N | N | N | PA | DWELLING:STRIP PRIOR TO REDECORATE 2 BED HOUSE | Painting and Decorating | Internal Decoration | Internal Paintwork - Strip Complete Dwellings | IT | 742.5423 | Dwelling:Strip all layers of wallpaper, wall and ceiling lining paper prior to redecoration complete to 2 bed house or maisonette, all additional preparation, rub down, make good, apply sealing coat. | Dwelling:Strip all layers of wallpaper, painted wallpaper, wall and ceiling lining paper prior to redecoration complete to two bedroom house or maisonette, including all additional preparation, rubbing down and making good and applying sealing coat as necessary. | 742.5423
470611 |  | X | N | N | N | PA | DWELLING:STRIP PRIOR TO REDECORATE 3 BED HOUSE | Painting and Decorating | Internal Decoration | Internal Paintwork - Strip Complete Dwellings | IT | 899.9451 | Dwelling:Strip all layers of wallpaper, wall and ceiling lining paper prior to redecoration complete to 2 bed house or maisonette, all additional preparation, rub down, make good, apply sealing coat. | Dwelling:Strip all layers of wallpaper, painted wallpaper, wall and ceiling lining paper prior to redecoration complete to three bedroom house or maisonette, including all additional preparation, rubbing down and making good and applying sealing coat as necessary. | 899.9451
470612 |  | X | N | N | N | PA | DWELLING:STRIP PRIOR TO REDECORATE 4 BED HOUSE | Painting and Decorating | Internal Decoration | Internal Paintwork - Strip Complete Dwellings | IT | 1057.3477 | Dwelling:Strip all layers of wallpaper, wall and ceiling lining paper prior to redecoration complete to 4 bed house or maisonette, all additional preparation, rub down, make good, apply sealing coat. | Dwelling:Strip all layers of wallpaper, painted wallpaper, wall and ceiling lining paper prior to redecoration complete to four bedroom house or maisonette, including all additional preparation, rubbing down and making good and applying sealing coat as necessary. | 1057.3477
470701 |  | X | N | Y | N | PA | HALL STAIRS:REDECORATE 2 STOREY CLASS 'O' | Painting and Decorating | Internal Decoration | Fire Retardant Paint - Whole Room | IT | 1526.9492 | Hall Stairs:Thoroughly clean, scrape, one coat fire retardant primer, two coats Class 'O' fire retardant matt paint to walls and ceilings, two coats to woodwork to 2 storey staircase areas. | Hall Stairs:Thoroughly clean down all wall and ceiling surfaces to common areas to remove dirt, grease and surface contaminants, scrape and remove all loose and defective coatings, prime bare areas with one coat of fire retardant primer and apply two coats of Class 'O' fire retardant matt paint, prepare and apply two coats of polyurethane lacquer or one undercoat and one gloss coat to all previously decorated timber surfaces to hall, landing and staircase areas complete (2 storey, classified as a single area). | 1526.9492
470703 |  | X | N | Y | N | PA | HALL STAIRS:REDECORATE 3 STOREY CLASS 'O' | Painting and Decorating | Internal Decoration | Fire Retardant Paint - Whole Room | IT | 2290.4297 | Hall Stairs:Thoroughly clean, scrape, one coat fire retardant primer, two coats Class 'O' fire retardant matt paint to walls and ceilings, two coats to woodwork to 3 storey staircase areas. | Hall Stairs:Thoroughly clean down all wall and ceiling surfaces to common areas to remove dirt, grease and surface contaminants, scrape and remove all loose and defective coatings, prime bare areas with one coat of fire retardant primer and apply two coats of Class 'O' fire retardant matt paint, prepare and apply two coats of polyurethane lacquer or one undercoat and one gloss coat to all previously decorated timber surfaces to hall, landing and staircase areas complete (3 storey, classified as a single area). | 2290.4297
470705 |  | X | N | Y | N | PA | HALL:REDECORATE COMPLETE OVER 3SM CLASS 'O' | Painting and Decorating | Internal Decoration | Fire Retardant Paint - Whole Room | IT | 863.5406 | Hall:Thoroughly clean, scrape, one coat fire retardant primer, two coats Class 'O' fire retardant matt paint to walls and ceilings, two coat to all other surfaces to lobby over 3.00sm. | Hall:Thoroughly clean down all wall and ceiling surfaces to common areas to remove dirt, grease and surface contaminants, scrape and remove all loose and defective coatings, prime bare areas with one coat of fire retardant primer and apply two coats of Class 'O' fire retardant matt paint, prepare and apply two coats of polyurethane lacquer or one undercoat and one gloss coat to all previously decorated timber surfaces to lobby, hall or corridor over 3.00sm ceiling area complete (classified as a single area). | 863.5406
470707 |  | X | N | Y | N | PA | LOBBY:REDECORATE COMPLETE NE 3SM CLASS 'O' | Painting and Decorating | Internal Decoration | Fire Retardant Paint - Whole Room | IT | 300.9358 | Hall:Thoroughly clean, scrape, one coat fire retardant primer, two coats Class 'O' fire retardant matt paint to walls and ceilings, two coat to all other surfaces to lobby ne 3.00sm ceiling area. | Lobby:Thoroughly clean down all wall and ceiling surfaces to common areas to remove dirt, grease and surface contaminants, scrape and remove all loose and defective coatings, prime bare areas with one coat of fire retardant primer and apply two coats of Class 'O' fire retardant matt paint, prepare and apply two coats of polyurethane lacquer or one undercoat and one gloss coat to all previously decorated timber surfaces to lobby or hall ne 3.00sm ceiling area complete (classified as a single area). | 300.9358
470751 |  | X | N | Y | N | PA | WALLS:APPLY 2 COATS CLASS 'O' PAINT | Painting and Decorating | Internal Decoration | Fire Retardant Paint to Walls and Ceilings | SM | 19.3911 | Walls:Thoroughly clean down, scrape loose coatings, prime bare areas with one coat of fire retardant primer and apply two coats of Class 'O' fire retardant matt paint. | Walls:Thoroughly clean down all wall surfaces to common areas to remove dirt, grease and surface contaminants, scrape and remove all loose or defective coatings, prime bare areas with one coat of fire retardant primer and apply two coats of Class 'O' fire retardant matt paint. | 19.3911
470753 |  | X | N | Y | N | PA | CEILINGS:APPLY 2 COATS CLASS 'O' PAINT | Painting and Decorating | Internal Decoration | Fire Retardant Paint to Walls and Ceilings | SM | 20.5029 | Ceilings:Thoroughly clean down all common area ceiling surfaces, scrape and remove all loose material, prime one coat of fire retardant primer, apply two coats of Class 'O' fire retardant matt paint. | Ceilings:Thoroughly clean down all ceiling surfaces to common areas to remove dirt, grease and surface contaminants, scrape and remove all loose or defective coatings, prime bare areas with one coat of fire retardant primer and apply two coats of Class 'O' fire retardant matt paint. | 20.5029
470801 |  | X | N | Y | N | PA | FLAME RETARDANT COATING:APPLY 2 CT SURFACES | Painting and Decorating | Internal Decoration | Flame Retardant Coatings - Two Coats | SM | 17.5109 | Flame Retardant Coating:Prepare and apply one undercoat and one finishing coat of clear flame retardant surface coating to general surfaces of woodwork. | Flame Retardant Coating:Prepare and apply one undercoat and one finishing coat of clear flame retardant surface coating to general surfaces of woodwork. | 17.5109
470803 |  | X | N | Y | N | PA | FLAME RETARDANT COATING:APPLY 2 CT SURFACE NE300MM | Painting and Decorating | Internal Decoration | Flame Retardant Coatings - Two Coats | LM | 13.0949 | Flame Retardant Coating:Prepare and apply one undercoat and one finishing coat of clear flame retardant surface coating to general surfaces of woodwork ne 300mm girth. | Flame Retardant Coating:Prepare and apply one undercoat and one finishing coat of clear flame retardant surface coating to general surfaces of woodwork ne 300mm girth. | 13.0949
470851 |  | X | N | Y | N | PA | FLAME RETARDANT COATING:APPLY 3 CT SURFACES | Painting and Decorating | Internal Decoration | Flame Retardant Coatings - Three Coats | SM | 26.5501 | Flame Retardant Coating:Prepare and apply two undercoats and one finishing coat of clear flame retardant surface coating to general surfaces of woodwork. | Flame Retardant Coating:Prepare and apply two undercoats and one finishing coat of clear flame retardant surface coating to general surfaces of woodwork. | 26.5501
470853 |  | X | N | Y | N | PA | FLAME RETARDANT COATING:APPLY 3 CT SURFACE NE300MM | Painting and Decorating | Internal Decoration | Flame Retardant Coatings - Three Coats | LM | 20.1982 | Flame Retardant Coating:Prepare and apply two undercoats and one finishing coat of clear flame retardant surface coating to general surfaces of woodwork ne 300mm girth. | Flame Retardant Coating:Prepare and apply two undercoats and one finishing coat of clear flame retardant surface coating to general surfaces of woodwork ne 300mm girth. | 20.1982
490001 |  | R | N | Y | N | AS | TANKING:INSTALL ASPHALT DPM HORIZONTAL | Specialist Treatments | Mastic Asphalt Tanking etc | Mastic Asphalt Tanking Damp Proof Membrane | SM | 66.5726 | Tanking:Clean off horizontal surface of concrete, prime surface or apply keying mix, apply two coats of asphalt to BS 6925, tanking and damp proofing 20mm thick all internal angle fillets, make good. | Tanking:Clean off horizontal surface of concrete, prime surface with bituminous emulsion or apply keying mix of cement, sand, slurry apply two coats of asphalt to BS 6925, tanking and damp proofing 20mm thick including all necessary internal angle fillets, make good and remove waste and debris. | 66.5726
490003 |  | R | N | Y | N | AS | TANKING:INSTALL ASPHALT DPM RAKE FOR KEY | Specialist Treatments | Mastic Asphalt Tanking etc | Mastic Asphalt Tanking Damp Proof Membrane | SM | 90.4758 | Tanking:Clean off vertical surface of concrete, prime surface or apply keying mix, apply two coats of asphalt to BS 6925, tanking and damp proofing 20mm thick all internal angle fillets, make good. | Tanking:Clean off vertical surface of concrete, prime surface with bituminous emulsion or apply keying mix of cement, sand, slurry apply two coats of asphalt to BS 6925, tanking and damp proofing 20mm thick including all necessary internal angle fillets, make good and remove waste and debris. | 90.4758
490005 |  | R | N | Y | N | AS | TANKING:INSTALL ASPHALT DPM VERTICAL | Specialist Treatments | Mastic Asphalt Tanking etc | Mastic Asphalt Tanking Damp Proof Membrane | SM | 93.9747 | Tanking:Rake out joints of brickwork to form key, brush surface of brickwork, prime with proprietary bitumen and rubber emulsion, apply two coats 20mm asphalt to BS 6925, tanking and damp proofing. | Tanking:Rake out joints of brickwork to form key, brush surface of brickwork, prime with proprietary bitumen and rubber emulsion, apply two coats of asphalt to BS 6925, tanking and damp proofing 20mm thick including all necessary internal angle fillets, make good and remove waste and debris. | 93.9747
490101 | New | R | N | Y | N | SP | TANKING:RENEW TO VERTICAL SURFACES NE 1SM | Specialist Treatments | Tanking Systems | Proprietary Tanking System | IT | 133.0308 | Tanking:Renew asphalt tanking to vertical surfaces, wall ne 1.00sm remove existing, prepare surface, apply asphalt in 3 coats to vertical surfaces, make good, and remove waste and debris. | Tanking:Renew asphalt tanking to vertical surfaces, wall ne 1.00sm including removing existing, renew including preparing surface and applying asphalt in 3 coats to vertical surfaces, make good, and remove waste and debris. | 133.0308
490103 | New | R | N | Y | N | SP | TANKING:RENEW TO VERTICAL SURFACES OVER 1SM | Specialist Treatments | Tanking Systems | Proprietary Tanking System | SM | 99.6773 | Tanking:Renew asphalt tanking to vertical surfaces, wall over 1.00sm remove existing, prepare surface, apply asphalt in 3 coats to vertical surfaces, make good, and remove waste and debris. | Tanking:Renew asphalt tanking to vertical surfaces, wall exceeding 1.00sm including removing existing, renew including preparing surface and applying asphalt in 3 coats to vertical surfaces, make good, and remove waste and debris. | 99.6773
490105 | New | R | N | Y | N | SP | TANKING:RENEW TO HORIZONTAL SURFACES NE 1SM | Specialist Treatments | Tanking Systems | Proprietary Tanking System | IT | 82.8368 | Tanking:Renew asphalt tanking to horizontal surfaces, wall ne 1.00sm, remove existing, prepare surface, apply asphalt in 3 coats to horizontal surfaces, make good, and remove waste and debris. | Tanking:Renew asphalt tanking to horizontal surfaces, wall ne 1.00sm including removing existing, renew including preparing surface and applying asphalt in 3 coats to horizontal surfaces, make good, and remove waste and debris. | 82.8368
490107 | New | R | N | Y | N | SP | TANKING:RENEW TO HORIZONTAL SURFACES OVER 1SM | Specialist Treatments | Tanking Systems | Proprietary Tanking System | SM | 66.1603 | Tanking:Renew asphalt tanking to horizontal surfaces, wall over 1.00sm, remove existing, prepare surface, apply asphalt in 3 coats to horizontal surfaces, make good, and remove waste and debris. | Tanking:Renew asphalt tanking to horizontal surfaces, wall exceeding 1.00sm including removing existing, renew including preparing surface and applying asphalt in 3 coats to horizontal surfaces, make good, and remove waste and debris. | 66.1603
515005 |  | U | N | N | N | GL | PANE:REGLAZE 4MM CLEAR OR OBSCURE UPTO 1SM | Glazing | Reglaze Doors and Windows | Glass - Clear and Obscured | NO | 67.8102 | Pane:Reglaze single pane in 4mm clear or obscure glass, upto 1.00sm, hack out and glaze with putty, sprigs, clips or beads at any level, touch up paintwork to match existing, remove waste and debris. | Pane:Reglaze single pane in 4mm clear or obscure glass, upto 1.00sm, hack out and glaze with putty, sprigs, clips or beads at any level, touch up paintwork to match existing and remove waste and debris. | 67.8102
515007 |  | U | N | N | N | GL | PANE:REGLAZE 4MM CLEAR OR OBSCURE OVER 1SM | Glazing | Reglaze Doors and Windows | Glass - Clear and Obscured | SM | 88.9313 | Pane:Reglaze single pane in 4mm clear or obscure glass, over 1.00sm, hack out and glaze with putty, sprigs, clips or beads at any level, touch up paintwork to match existing, remove waste and debris. | Pane:Reglaze single pane in 4mm clear or obscure glass, over 1.00sm, hack out and glaze with putty, sprigs, clips or beads at any level, touch up paintwork to match existing and remove waste and debris. | 88.9313
515013 |  | U | N | N | N | GL | PANE:REGLAZE 6MM CLEAR OR OBSCURE UPTO 1SM | Glazing | Reglaze Doors and Windows | Glass - Clear and Obscured | NO | 86.1334 | Pane:Reglaze single pane in 6mm clear or obscure glass, upto 1.00sm, hack out and glaze with putty, sprigs, clips or beads at any level, touch up decoration to match existing, remove waste and debris. | Pane:Reglaze single pane in 6mm clear or obscure glass, upto 1.00sm, hack out and glaze with putty, sprigs, clips or beads at any level, touch up decoration to match existing and remove waste and debris. | 86.1334
515015 |  | U | N | N | N | GL | PANE:REGLAZE 6MM CLEAR OR OBSCURE OVER 1SM | Glazing | Reglaze Doors and Windows | Glass - Clear and Obscured | SM | 110.2083 | Pane:Reglaze single pane in 6mm clear or obscure glass, over 1.00sm, hack out and glaze with putty, sprigs, clips or beads at any level, touch up decoration to match existing, remove waste and debris. | Pane:Reglaze single pane in 6mm clear or obscure glass, over 1.00sm, hack out and glaze with putty, sprigs, clips or beads at any level, touch up decoration to match existing and remove waste and debris. | 110.2083
520005 |  | U | N | N | N | GL | PANE:REGLAZE 7MM GWCG UPTO 1SM | Glazing | Reglaze Doors and Windows | Glass - Georgian Wired Cast | NO | 118.2856 | Pane:Reglaze single pane in 7mm georgian wired cast glass, ne 1.00sm, hack out, glaze with putty, sprigs, clips or beads at any level, touch up decoration to match existing, remove waste and debris. | Pane:Reglaze single pane in 7mm georgian wired cast glass, upto 1.00sm, hack out and glaze with putty, sprigs, clips or beads at any level, touch up decoration to match existing and remove waste and debris. | 118.2856
520007 |  | U | N | N | N | GL | PANE:REGLAZE 7MM GWCG OVER 1SM | Glazing | Reglaze Doors and Windows | Glass - Georgian Wired Cast | SM | 152.8964 | Pane:Reglaze single pane in 7mm georgian wired cast glass, over 1.00sm, hack out, glaze with putty, sprigs, clips or beads at any level, touch up decoration to match existing, remove waste and debris. | Pane:Reglaze single pane in 7mm georgian wired cast glass, over 1.00sm, hack out and glaze with putty, sprigs, clips or beads at any level, touch up decoration to match existing and remove waste and debris. | 152.8964
525005 |  | U | N | N | N | GL | PANE:REGLAZE 6MM GWPP UPTO 1SM | Glazing | Reglaze Doors and Windows | Glass - Georgian Wired Polished | NO | 166.8406 | Pane:Reglaze single pane in 6mm georgian wired polished plate glass ne 1.00sm, hack out, glaze with putty, sprigs, etc., at any level, touch up decoration to match existing, remove waste and debris. | Pane:Reglaze single pane in 6mm georgian wired polished plate glass upto 1.00sm, hack out and glaze with putty, sprigs, clips or beads at any level, touch up decoration to match existing and remove waste and debris. | 166.8406
525007 |  | U | N | N | N | GL | PANE:REGLAZE 6MM GWPP OVER 1SM | Glazing | Reglaze Doors and Windows | Glass - Georgian Wired Polished | SM | 217.6325 | Pane:Reglaze single pane in 6mm georgian wired polished plate glass over 1.00sm, hack out, glaze with putty, sprigs, etc., at any level, touch up decoration to match existing, remove waste and debris. | Pane:Reglaze single pane in 6mm georgian wired polished plate glass over 1.00sm, hack out and glaze with putty, sprigs, clips or beads at any level, touch up decoration to match existing and remove waste and debris. | 217.6325
530001 |  | R | N | N | N | GL | PANE:REGLAZE 6MM TOUGHENED UPTO 0.25SM | Glazing | Reglaze Doors and Windows | Glass - Toughened | NO | 48.1825 | Pane:Reglaze single pane in 6mm toughened safety glass ne 0.25sm, hack out and glaze with putty, sprigs, clips or beads at any level, touch up decoration to match existing, remove waste and debris. | Pane:Reglaze single pane in 6mm toughened safety glass upto 0.25sm, hack out and glaze with putty, sprigs, clips or beads at any level, touch up decoration to match existing and remove waste and debris. | 48.1825
530005 |  | R | N | N | N | GL | PANE:REGLAZE 6MM TOUGHENED UPTO 1SM | Glazing | Reglaze Doors and Windows | Glass - Toughened | NO | 113.0152 | Pane:Reglaze single pane in 6mm toughened safety glass ne 1.00sm, hack out and glaze with putty, sprigs, clips or beads at any level, touch up decoration to match existing, remove waste and debris. | Pane:Reglaze single pane in 6mm toughened safety glass upto 1.00sm, hack out and glaze with putty, sprigs, clips or beads at any level, touch up decoration to match existing and remove waste and debris. | 113.0152
530007 |  | R | N | N | N | GL | PANE:REGLAZE 6MM TOUGHENED OVER 1SM | Glazing | Reglaze Doors and Windows | Glass - Toughened | SM | 146.4329 | Pane:Reglaze single pane in 6mm toughened safety glass, over 1.00sm, hack out and glaze with putty, sprigs, clips or beads at any level, touch up decoration to match existing, remove waste and debris. | Pane:Reglaze single pane in 6mm toughened safety glass, over 1.00sm, hack out and glaze with putty, sprigs, clips or beads at any level, touch up decoration to match existing and remove waste and debris. | 146.4329
530009 |  | R | N | N | N | GL | PANE:REGLAZE TOUGHENED GLASS CASSETTE NE 0.20SM | Glazing | Reglaze Doors and Windows | Glass - Toughened Cassettes | NO | 139.0279 | Pane:Reglaze double glazed doorset cassette in clear or obscure toughened glass ne 0.20sm, remove existing and fix new cassette into door, sidelight or fanlight, and remove waste and debris. | Pane:Reglaze double glazed doorset cassette in clear or obscure toughened glass ne 0.20sm, remove existing and fix new cassette into door, sidelight or fanlight, and remove waste and debris. | 139.0279
530011 |  | R | N | N | N | GL | PANE:REGLAZE TOUGHENED GLASS CASSETTE NE 0.50SM | Glazing | Reglaze Doors and Windows | Glass - Toughened Cassettes | NO | 171.3784 | Pane:Reglaze double glazed doorset cassette in clear or obscure toughened glass ne 0.50sm, remove existing and fix new cassette into door, sidelight or fanlight, and remove waste and debris. | Pane:Reglaze double glazed doorset cassette in clear or obscure toughened glass over 0.20 and ne 0.50sm, remove existing and fix new cassette into door, sidelight or fanlight, and remove waste and debris. | 171.3784
535005 |  | R | N | N | N | GL | PANE:REGLAZE 6.4MM LAMINATED UPTO 1SM | Glazing | Reglaze Doors and Windows | Glass - Laminated | NO | 108.2427 | Pane:Reglaze single pane in 6.4mm laminated glass upto 1.00sm, hack out and glaze with putty, sprigs, clips or beads at any level, touch up decoration to match existing and remove waste and debris. | Pane:Reglaze single pane in 6.4mm laminated glass upto 1.00sm, hack out and glaze with putty, sprigs, clips or beads at any level, touch up decoration to match existing and remove waste and debris. | 108.2427
535007 |  | R | N | N | N | GL | PANE:REGLAZE 6.4MM LAMINATED OVER 1SM | Glazing | Reglaze Doors and Windows | Glass - Laminated | SM | 134.1362 | Pane:Reglaze single pane in 6.4mm laminated glass over 1.00sm, hack out and glaze with putty, sprigs, clips or beads at any level, touch up decoration to match existing and remove waste and debris. | Pane:Reglaze single pane in 6.4mm laminated glass over 1.00sm, hack out and glaze with putty, sprigs, clips or beads at any level, touch up decoration to match existing and remove waste and debris. | 134.1362
535015 |  | R | N | N | N | GL | PANE:REGLAZE 4.4MM LAMINATED UPTO 1SM | Glazing | Reglaze Doors and Windows | Glass - Laminated | NO | 77.451 | Pane:Reglaze single pane in 4.4mm laminated glass, upto 1.00sm, hack out and glaze with putty, sprigs, clips or beads at any level, touch up decoration to match existing and remove waste and debris. | Pane:Reglaze single pane in 4.4mm laminated glass, upto 1.00sm, hack out and glaze with putty, sprigs, clips or beads at any level, touch up decoration to match existing and remove waste and debris. | 77.451
535017 |  | R | N | N | N | GL | PANE:REGLAZE 4.4MM LAMINATED OVER 1SM | Glazing | Reglaze Doors and Windows | Glass - Laminated | SM | 101.7896 | Pane:Reglaze single pane in 4.4mm laminated glass, over 1.00sm hack out and glaze with putty, sprigs, clips or beads at any level, touch up decoration to match existing and remove waste and debris. | Pane:Reglaze single pane in 4.4mm laminated glass, over 1.00sm hack out and glaze with putty, sprigs, clips or beads at any level, touch up decoration to match existing and remove waste and debris. | 101.7896
535025 |  | R | N | N | N | GL | PANE:REGLAZE 6.8MM LAMINATED/STIPPOLYTE UPTO 1 SM | Glazing | Reglaze Doors and Windows | Glass - 6.8mm Laminated/Stippolyte | NO | 161.3607 | Pane:Reglaze single pane in 6.8mm laminated/stippolyte glass upto 1.00sm, hack out, glaze with putty, sprigs, clips or beads at any level, touch up decoration to match, remove waste and debris. | Pane:Reglaze single pane in 6.8mm laminated/stippolyte glass upto 1.00sm, hack out and glaze with putty, sprigs, clips or beads at any level, touch up decoration to match existing and remove waste and debris. | 161.3607
535027 |  | R | N | N | N | GL | PANE:REGLAZE 6.8MM LAMINATED/STIPPOLYTE OVER 1 SM | Glazing | Reglaze Doors and Windows | Glass - 6.8mm Laminated/Stippolyte | SM | 204.9563 | Pane:Reglaze single pane in 6.8mm laminated/stippolyte glass over 1.00sm, hack out, glaze with putty, sprigs, clips or beads at any level, touch up decoration to match, remove waste and debris. | Pane:Reglaze single pane in 6.8mm laminated/stippolyte glass over 1.00sm, hack out and glaze with putty, sprigs, clips or beads at any level, touch up decoration to match existing and remove waste and debris. | 204.9563
540005 |  | U | N | N | N | GL | PANE:REGLAZE 4MM POLYCARBONATE UPTO 1SM | Glazing | Reglaze Doors and Windows | Glass - Polycarbonate | NO | 92.4046 | Pane:Reglaze single pane in 4mm polycarbonate glass upto 1.00sm, hack out and glaze with putty, sprigs, clips or beads at any level, touch up decoration to match existing and remove waste and debris. | Pane:Reglaze single pane in 4mm polycarbonate glass upto 1.00sm, hack out and glaze with putty, sprigs, clips or beads at any level, touch up decoration to match existing and remove waste and debris. | 92.4046
540007 |  | U | N | N | N | GL | PANE:REGLAZE 4MM POLYCARBONATE OVER 1SM | Glazing | Reglaze Doors and Windows | Glass - Polycarbonate | SM | 115.7945 | Pane:Reglaze single pane in 4mm polycarbonate glass, over 1.00sm hack out and glaze with putty, sprigs, clips or beads at any level, touch up decoration to match existing and remove waste and debris. | Pane:Reglaze single pane in 4mm polycarbonate glass, over 1.00sm hack out and glaze with putty, sprigs, clips or beads at any level, touch up decoration to match existing and remove waste and debris. | 115.7945
540055 |  | U | N | N | N | GL | PANE:REGLAZE 6MM POLYCARBONATE UPTO 1.00SM | Glazing | Reglaze Doors and Windows | Glass - Polycarbonate | NO | 118.6828 | Pane:Reglaze single pane in 6mm polycarbonate glass upto 1.00sm, hack out and glaze with putty, sprigs, clips or beads at any level, touch up decoration to match existing and remove waste and debris. | Pane:Reglaze single pane in 6mm polycarbonate glass upto 1.00sm, hack out and glaze with putty, sprigs, clips or beads at any level, touch up decoration to match existing and remove waste and debris. | 118.6828
540057 |  | U | N | N | N | GL | PANE:REGLAZE 6MM POLYCARBONATE OVER 1.00SM | Glazing | Reglaze Doors and Windows | Glass - Polycarbonate | SM | 150.8243 | Pane:Reglaze single pane in 6mm polycarbonate glass, over 1.00sm hack out and glaze with putty, sprigs, clips or beads at any level, touch up decoration to match existing and remove waste and debris. | Pane:Reglaze single pane in 6mm polycarbonate glass, over 1.00sm hack out and glaze with putty, sprigs, clips or beads at any level, touch up decoration to match existing and remove waste and debris. | 150.8243
540101 |  | R | N | N | N | GL | PANE:REGLAZE FIRE SAFETY IMPACT CASSETTE NE 0.20SM | Glazing | Reglaze Doors and Windows | Glass - Fire Safety Impact Glass Cassettes | NO | 125.1751 | Pane:Reglaze double glazed doorset cassette in clear or obscure pyrostem or Pyroshield fire/safety wired impact glass ne 0.20sm, sidelight or fanlight, remove waste and debris. | Pane:Reglaze double glazed doorset cassette in clear or obscure pyrostem or Pyroshield fire/safety wired impact glass ne 0.20sm, remove existing and fix new cassette into door, sidelight or fanlight, and remove waste and debris. | 125.1751
540103 |  | R | N | N | N | GL | PANE:REGLAZE FIRE SAFETY IMPACT CASSETTE NE 0.50SM | Glazing | Reglaze Doors and Windows | Glass - Fire Safety Impact Glass Cassettes | NO | 248.458 | Pane:Reglaze double glazed doorset cassette in clear or obscure pyrostem or Pyroshield fire/safety wired impact glass over 0.20 and ne 0.50sm, sidelight or fanlight, remove waste and debris. | Pane:Reglaze double glazed doorset cassette in clear or obscure pyrostem or Pyroshield fire/safety wired impact glass over 0.20 and ne 0.50sm, remove existing and fix new cassette into door, sidelight or fanlight, and remove waste and debris. | 248.458
541001 |  | R | N | N | N | GL | PANE:REGLAZE 7MM FIRE SAFETY IMPACT UPTO 1SM | Glazing | Reglaze Doors and Windows | Glass - 7mm Fire Safety Impact Glass | NO | 171.3993 | Pane:Reglaze single pane in 7mm clear Pyrostem or Pyroshield fire safety wired impact glass upto 1.00sm, hack out, glaze with putty, beads, at any level, touch up decoration, remove waste and debris. | Pane:Reglaze single pane in 7mm clear Pyrostem or Pyroshield fire safety wired impact glass upto 1.00sm, hack out and glaze with putty, sprigs, clips or beads at any level, touch up decoration to match existing and remove waste and debris. | 171.3993
541002 |  | R | N | N | N | GL | PANE:REGLAZE 7MM FIRE SAFETY IMPACT NE 0.50SM | Glazing | Reglaze Doors and Windows | Glass - 7mm Fire Safety Impact Glass | NO | 116.1193 | Pane:Reglaze single pane in 7mm clear Pyrostem or Pyroshield fire safety wired impact glass ne 0.50sm, touch up decoration to match existing, remove waste and debris. | Pane:Reglaze single pane in 7mm clear Pyrostem or Pyroshield fire safety wired impact glass ne 0.50sm, hack out and glaze with putty, sprigs, clips or beads at any level, touch up decoration to match existing, and remove waste and debris. | 116.1193
541003 |  | R | N | N | N | GL | PANE:REGLAZE 7MM FIRE SAFETY IMPACT OVER 1SM | Glazing | Reglaze Doors and Windows | Glass - 7mm Fire Safety Impact Glass | SM | 219.453 | Pane:Reglaze single pane in 7mm clear Pyrostem or Pyroshield fire safety wired impact glass over 1.00sm, hack out, glaze with putty, beads, at any level, touch up decoration, remove waste and debris. | Pane:Reglaze single pane in 7mm clear Pyrostem or Pyroshield fire safety wired impact glass, over 1.00sm hack out and glaze with putty, sprigs, clips or beads at any level, touch up decoration to match existing and remove waste and debris. | 219.453
551005 |  | R | N | N | N | GL | DOUBLE GLAZED UNIT:REGLAZE UPTO 1SM-CLEAR LOW E | Glazing | Reglaze Doors and Windows | Double Glazed Units - Clear Float Low E Glass | NO | 88.4633 | Double Glazed Unit:Reglaze unit ne 1.00sm, 28mm clear float low emissivity (Low E) glass flush edge hermetically sealedunit, hack out glass, glaze new unit to any frames, touch up decoration. | Double Glazed Unit:Reglaze unit upto 1.00sm, hermetically sealed with 4mm clear float low emissivity (Low E) glass flush edge unit, including remove beads etc. and set aside, hack out glass and glaze new unit to wood, metal or PVCu frames, touch up decoration as necessary to match existing and remove waste and debris. | 88.4633
551007 |  | R | N | N | N | GL | DOUBLE GLAZED UNIT:REGLAZE OVER 1.0SM-CLEAR LOW E | Glazing | Reglaze Doors and Windows | Double Glazed Units - Clear Float Low E Glass | SM | 149.9246 | Double Glazed Unit:Reglaze unit over 1.00sm with 28mm clear float low emissivity (Low E) glass flush edge hermetically sealed unit, hack out, glaze new unit to any frames, touch up decoration. | Double Glazed Unit:Reglaze unit over 1.00sm with 28mm clear float low emissivity (Low E) glass flush edge hermetically sealed unit, including remove beads etc. and set aside, hack out glass and glaze new unit to wood, metal or PVCu frames, touch up paintwork to match existing internally and prepare for redecoration externally as necessary and remove waste and debris. | 149.9246
551055 |  | R | N | N | N | GL | DOUBLE GLAZED UNIT:REGLAZE 28MM NE 1SM CLEAR LOW E | Glazing | Reglaze Doors and Windows | Double Glazed Units - Clear Float Low E Glass | NO | 92.804 | Double Glazed Unit:Reglaze unit ne 1.00sm with 28mm hermetically sealed 4mm clear float (Low E) flush edge unit, remove/refix beads etc, hack out, glaze, touch up decoration, remove waste and debris. | Double Glazed Unit:Reglaze unit upto 1.00sm with 28mm thick hermetically sealed with 4mm clear float low emissivity (Low E) glass flush edge unit, including remove beads etc. and set aside, hack out glass and glaze new unit to wood, metal or PVCu frames, touch up decoration as necessary to match existing and remove waste and debris. | 92.804
551057 |  | R | N | N | N | GL | DOUBLE GLAZED UNIT:REGLAZE 28MM EX 1SM CLEAR LOW E | Glazing | Reglaze Doors and Windows | Double Glazed Units - Clear Float Low E Glass | SM | 157.3541 | Double Glazed Unit:Reglaze unit over 1.00sm with 28mm hermetically sealed 4mm clear float (Low E) flush edge unit, remove/refix beads etc, hack out, glaze, touch up decoration, remove waste, debris. | Double Glazed Unit:Reglaze unit over 1.00sm with 28mm thick hermetically sealed with 4mm clear float low emissivity (Low E) glass flush edge unit, including remove beads etc. and set aside, hack out glass and glaze new unit to wood, metal or PVCu frames, touch up decoration as necessary to match existing and remove waste and debris. | 157.3541
556005 |  | R | N | N | N | GL | DOUBLE GLAZED UNIT:REGLAZE UPTO 1SM SAFETY LOW E | Glazing | Reglaze Doors and Windows | Double Glazed Units - Safety Low E Glass | NO | 101.1344 | Double Glazed Unit:Reglaze unit ne 1.00sm with 28mm safety low emissivity (Low E) glass flush edge hermetically sealed unit, hack out glass, glaze new unit to any frames, touch up decoration. | Double Glazed Unit:Reglaze unit upto 1.00sm, hermatically sealed with 4mm safety low emissivity (Low E) glass flush edge unit, including remove beads etc., hack out glass and glaze new unit to wood, metal or PVCu frames, touch up decoration as necessary to match existing and remove waste and debris. | 101.1344
556007 |  | R | N | N | N | GL | DOUBLE GLAZED UNIT:REGLAZE OVER 1SM SAFETY LOW E | Glazing | Reglaze Doors and Windows | Double Glazed Units - Safety Low E Glass | SM | 179.9351 | Double Glazed Unit:Reglaze unit over 1.00sm with 28mm safety low emissivity (Low E) glass flush edgehermetically sealed unit, hack out glass, glaze new unit to any frames, touch up decoration. | Double Glazed Unit:Reglaze unit over 1.00sm with hermetically sealed 4mm safety low emissivity (Low E) glass flush edge unit, including remove beads etc., hack out glass and glaze new unit to wood, metal or PVCu frames, touch up decoration as necessary to match existing and remove waste and debris. | 179.9351
556055 |  | R | N | N | N | GL | DOUBLE GLAZED UNIT:REGLAZE 28MM NE 1SM SAFETY LOWE | Glazing | Reglaze Doors and Windows | Double Glazed Units - Safety Low E Glass | NO | 106.7387 | Double Glazed Unit:Reglaze unit ne 1.00sm with 28mm hermetically sealed 4mm safety (Low E) flush edge unit, remove/refix beads etc, hack out, glaze, touch up decoration, remove waste and debris. | Double Glazed Unit:Reglaze unit upto 1.00sm with 28mm thick hermatically sealed with 4mm safety low emissivity (Low E) glass flush edge unit, including remove beads etc., hack out glass and glaze new unit to wood, metal or PVCu frames, touch up decoration as necessary to match existing and remove waste and debris. | 106.7387
556057 |  | R | N | N | N | GL | DOUBLE GLAZED UNIT:REGLAZE 28MM EX 1SM SAFETY LOWE | Glazing | Reglaze Doors and Windows | Double Glazed Units - Safety Low E Glass | SM | 189.6227 | Double Glazed Unit:Reglaze unit over 1.00sm with 28mm hermetically sealed 4mm safety (Low E) flush edge unit, remove/refix beads etc, hack out, glaze, touch up decoration, remove waste, debris. | Double Glazed Unit:Reglaze unit over 1.00sm with 28mm thick hermetically sealed 4mm safety low emissivity (Low E) glass flush edge unit, including remove beads etc., hack out glass and glaze new unit to wood, metal or PVCu frames, touch up decoration as necessary to match existing and remove waste and debris. | 189.6227
557001 |  | R | N | N | N | GL | VACUUM DOUBLE GLAZING:REGLAZE UPTO 1SM-CLEAR | Glazing | Reglaze Doors and Windows | Vacuum Glazed Units - Legacy Vacuum Glazing | NO | 319.199 | Vacuum Glazed Unit:Reglaze ne 1.00sm Pilkington energiKare vac DG Clear unit, wood, metal,PVCu frames, inc remove beads etc and set aside, hack out, touch up decoration,remove waste. | Vacuum Glazed Unit:Reglaze existing single glazed pane upto 1.00sm, with double glazed clear unit, including remove beads etc. and set aside, hack out glass and glaze new unit to wood, metal or PVCu frames, touch up decoration as necessary to match existing and remove waste and debris. | 319.199
557003 |  | R | N | N | N | GL | VACUUM DOUBLE GLAZING:REGLAZE OVER 1SM-CLEAR | Glazing | Reglaze Doors and Windows | Vacuum Glazed Units - Legacy Vacuum Glazing | SM | 472.2947 | Vacuum Glazed Unit:Reglaze over 1.00sm Pilkington energiKare vac DG Clear unit, wood, metal,PVCu frames, inc remove beads etc and set aside, hack out, touch up decoration,remove waste. | Vacuum Glazed Unit:Reglaze existing single glazed pane over 1.00sm, with double glazed clear unit, including remove beads etc. and set aside, hack out glass and glaze new unit to wood, metal or PVCu frames, touch up decoration as necessary to match existing and remove waste and debris. | 472.2947
557005 |  | R | N | N | N | GL | VACUUM DOUBLE GLAZING:REGLAZE UPTO 1SM-OBSCURE | Glazing | Reglaze Doors and Windows | Vacuum Glazed Units - Legacy Vacuum Glazing | NO | 361.3541 | Vacuum Glazed Unit:Reglaze ne 1.00sm Pilkington energiKare vac DG Obscure unit, wood, metal,PVCu frames, inc remove beads etc and set aside, hack out, touch up decoration,remove waste. | Vacuum Glazed Unit:Reglaze existing single glazed pane upto 1.00sm, with double glazed obscure unit, including remove beads etc. and set aside, hack out glass and glaze new unit to wood, metal or PVCu frames, touch up decoration as necessary to match existing and remove waste and debris. | 361.3541
557007 |  | R | N | N | N | GL | VACUUM DOUBLE GLAZING:REGLAZE OVER 1SM-OBSCURE | Glazing | Reglaze Doors and Windows | Vacuum Glazed Units - Legacy Vacuum Glazing | SM | 514.4498 | Vacuum Glazed Unit:Reglaze over 1.00sm Pilkington energiKare vac DG Obscure unit, wood, metal,PVCu frames, inc remove beads etc and set aside, hack out, touch up decoration,remove waste. | Vacuum Glazed Unit:Reglaze existing single glazed pane over 1.00sm, with double glazed obscure unit, including remove beads etc. and set aside, hack out glass and glaze new unit to wood, metal or PVCu frames, touch up decoration as necessary to match existing and remove waste and debris. | 514.4498
557009 |  | R | N | N | N | GL | VACUUM DOUBLE GLAZING:REGLAZE UPTO 1SM-SAFETY | Glazing | Reglaze Doors and Windows | Vacuum Glazed Units - Legacy Vacuum Glazing | NO | 551.0462 | Vacuum Glazed Unit:Reglaze ne 1.00sm Pilkington energiKare vac DG Laminated Safety unit, wood, metal,PVCu frames, inc remove beads etc and set aside, hack out, touch up decoration,remove waste. | Vacuum Glazed Unit:Reglaze existing single glazed pane upto 1.00sm, with double glazed laminated safety glass unit, including remove beads etc. and set aside, hack out glass and glaze new unit to wood, metal or PVCu frames, touch up decoration as necessary to match existing and remove waste and debris. | 551.0462
557011 |  | R | N | N | N | GL | VACUUM DOUBLE GLAZING:REGLAZE OVER 1SM-SAFETY | Glazing | Reglaze Doors and Windows | Vacuum Glazed Units - Legacy Vacuum Glazing | SM | 683.0702 | Vacuum Glazed Unit:Reglaze over 1.00sm Pilkington energiKare vac DG Laminated Safety unit, wood, metal,PVCu frames, inc remove beads etc and set aside, hack out, touch up decoration,remove waste. | Vacuum Glazed Unit:Reglaze existing single glazed pane over 1.00sm, with double glazed laminated safety glass unit, including remove beads etc. and set aside, hack out glass and glaze new unit to wood, metal or PVCu frames, touch up decoration as necessary to match existing and remove waste and debris. | 683.0702
559001 |  | R | N | N | N | GL | TRIPLE GLAZING:REGLAZE UPTO 1SM-CLEAR | Glazing | Reglaze Doors and Windows | Triple Glazed Units | NO | 177.7928 | Triple Glazed Unit:Reglaze ne 1.00sm with Triple glazed clear unit, wood, metal, PVCu frames, including remove beads etc. and set aside, hack out, touch up decoration, remove waste. | Triple Glazed Unit:Reglaze existing single or double glazed pane upto 1.00sm with triple glazed clear unit, including remove beads etc. and set aside, hack out glass and glaze new unit to wood, metal or PVCu frames, touch up decoration as necessary to match existing and remove waste and debris. | 177.7928
559003 |  | R | N | N | N | GL | TRIPLE GLAZING:REGLAZE OVER 1SM-CLEAR | Glazing | Reglaze Doors and Windows | Triple Glazed Units | SM | 227.753 | Triple Glazed Unit:Reglaze over 1.00sm with triple glazed clear unit, wood, metal, PVCu frames, including remove beads etc. and set aside, hack out, touch up decoration, remove waste. | Triple Glazed Unit:Reglaze existing single or double glazed pane over 1.00sm with triple glazed clear unit, including remove beads etc. and set aside, hack out glass and glaze new unit to wood, metal or PVCu frames, touch up decoration as necessary to match existing and remove waste and debris. | 227.753
559005 |  | R | N | N | N | GL | TRIPLE GLAZING:REGLAZE UPTO 1SM-OBSCURE | Glazing | Reglaze Doors and Windows | Triple Glazed Units | NO | 190.4405 | Triple Glazed Unit:Reglaze ne 1.00sm with triple glazed obscure unit, wood, metal, PVCu frames, including remove beads etc. and set aside, hack out, touch up decoration, remove waste. | Triple Glazed Unit:Reglaze existing single or double glazed pane upto 1.00sm with triple glazed obscure unit, including remove beads etc. and set aside, hack out glass and glaze new unit to wood, metal or PVCu frames, touch up decoration as necessary to match existing and remove waste and debris. | 190.4405
559007 |  | R | N | N | N | GL | TRIPLE GLAZING:REGLAZE OVER 1SM-OBSCURE | Glazing | Reglaze Doors and Windows | Triple Glazed Units | SM | 244.6244 | Triple Glazed Unit:Reglaze over 1.00sm with triple glazed obscure unit, wood, metal, PVCu frames, including remove beads etc. and set aside, hack out, touch up decoration, remove waste. | Triple Glazed Unit:Reglaze existing single or double glazed pane over 1.00sm with triple glazed obscure unit, including remove beads etc. and set aside, hack out glass and glaze new unit to wood, metal or PVCu frames, touch up decoration as necessary to match existing and remove waste and debris. | 244.6244
559009 |  | R | N | N | N | GL | TRIPLE GLAZING:REGLAZE UPTO 1SM-SAFETY | Glazing | Reglaze Doors and Windows | Triple Glazed Units | NO | 283.5374 | Triple Glazed Unit:Reglaze ne 1.00sm with triple glazed laminated safety unit, wood, metal, PVCu frames, inc remove beads etc. and set aside, hack out, touch up decoration, remove waste. | Triple Glazed Unit:Reglaze existing single or double glazed pane upto 1.00sm with triple glazed laminated safety glass unit, including remove beads etc. and set aside, hack out glass and glaze new unit to wood, metal or PVCu frames, touch up decoration as necessary to match existing and remove waste and debris. | 283.5374
559011 |  | R | N | N | N | GL | TRIPLE GLAZING:REGLAZE OVER 1SM-SAFETY | Glazing | Reglaze Doors and Windows | Triple Glazed Units | SM | 368.7497 | Triple Glazed Unit:Reglaze over 1.00sm with triple glazed laminated safety unit, wood, metal, PVCu frames, including remove beads etc. and set aside, hack out, touch up decoration, remove waste. | Triple Glazed Unit:Reglaze existing single or double glazed pane over 1.00sm with triple glazed laminated safety glass unit, including remove beads etc. and set aside, hack out glass and glaze new unit to wood, metal or PVCu frames, touch up decoration as necessary to match existing and remove waste and debris. | 368.7497
560001 |  | R | N | N | N | GL | DOMELIGHT:REMOVE AND REFIX | Glazing | Reglaze Doors and Windows | Domelights | NO | 95.7117 | Domelight:Take off and refix domelight ne 1219x1219mm including all necessary drilling and plugging and redressing of upstands and flashings. | Domelight:Take off and refix domelight ne 1219x1219mm including all necessary drilling and plugging and redressing of upstands and flashings. | 95.7117
560003 |  | R | N | N | N | GL | DOMELIGHT:RENEW 610X610MM COMPLETE | Glazing | Reglaze Doors and Windows | Domelights | NO | 341.5872 | Domelight:Renew 610x610mm translucent glass fibre reinforced domelight including all necessary drilling and plugging and renewal as necessary of flashings and upstands. | Domelight:Renew 610x610mm translucent glass fibre reinforced domelight including all necessary drilling and plugging and renewal as necessary of flashings and upstands. | 341.5872
560005 |  | R | N | N | N | GL | DOMELIGHT:RENEW 914X914MM COMPLETE | Glazing | Reglaze Doors and Windows | Domelights | NO | 481.4151 | Domelight:Renew 914x914mm translucent glass fibre reinforced domelight including all necessary drilling and plugging and renewal as necessary of flashings and upstands. | Domelight:Renew 914x914mm translucent glass fibre reinforced domelight including all necessary drilling and plugging and renewal as necessary of flashings and upstands. | 481.4151
560007 |  | R | N | N | N | GL | DOMELIGHT:RENEW 1210X1210MM COMPLETE | Glazing | Reglaze Doors and Windows | Domelights | NO | 641.3669 | Domelight:Renew 1210x1210mm translucent glass fibre reinforced domelight including all necessary drilling and plugging and renewal as necessary of flashings and upstands. | Domelight:Renew 1210x1210mm translucent glass fibre reinforced domelight including all necessary drilling and plugging and renewal as necessary of flashings and upstands. | 641.3669
565001 |  | R | N | N | N | GL | MIRROR:RENEW 450X450X4MM | Glazing | Reglaze Doors and Windows | Mirrors | NO | 37.3675 | Mirror:Renew 450x450x4mm silvered float glass mirror with polished edges and predrilled holes and fix to any background including all drilling and plugging and making good and remove waste and debris. | Mirror:Renew 450x450x4mm silvered float glass mirror with polished edges and predrilled holes and fix to any background including all drilling and plugging and making good and remove waste and debris. | 37.3675
565003 |  | R | N | N | N | GL | MIRROR:RENEW 900X600X4MM | Glazing | Reglaze Doors and Windows | Mirrors | NO | 74.3811 | Mirror:Renew 900x600x4mm silvered float glass mirror with polished edges and predrilled holes and fix to any background including all drilling and plugging and making good and remove waste and debris. | Mirror:Renew 900x600x4mm silvered float glass mirror with polished edges and predrilled holes and fix to any background including all drilling and plugging and making good and remove waste and debris. | 74.3811
570001 |  | U | N | N | Y | GL | SHOWER SCREEN:REFIX GLASS OVER BATH SCREEN | Glazing | Reglaze Doors and Windows | Shower Screens | NO | 23.2095 | Shower Screen:Refix loose framed glass over bath shower screen including all necessary drilling and plugging and make good. | Shower Screen:Refix loose framed glass over bath shower screen including all necessary drilling and plugging and making good. | 23.2095
570003 |  | R | N | N | N | GL | SHOWER SCREEN:RENEW GLASS OVER BATH | Glazing | Reglaze Doors and Windows | Shower Screens | NO | 149.7296 | Shower Screen:Renew or supply and install framed glass over bath shower screen including remove existing, drill and plug as necessary and fit new screen, make good, remove waste and debris. | Shower Screen:Renew or supply and install framed glass over bath shower screen including remove existing, drill and plug as necessary and fit new screen, make good, remove waste and debris. | 149.7296
570011 |  | R | N | N | N | GL | SHOWER SCREEN:RENEW TWO SIDED GLASS SCREEN | Glazing | Reglaze Doors and Windows | Shower Screens | IT | 235.1911 | Shower Screen:Renew any two sided framed glass shower cubicle screen and door above shower tray, remove existing, drill and plug as necessary and fit new screen including all make good. | Shower Screen:Renew any two sided framed glass shower screen and door complete to individual cubicle above shower tray, remove existing, drill and plug as necessary and fit new screen including all making good. | 235.1911
570013 |  | R | N | N | N | GL | SHOWER SCREEN:RENEW THREE SIDED GLASS SCREEN | Glazing | Reglaze Doors and Windows | Shower Screens | IT | 433.1166 | Shower Screen:Renew any three sided framed glass shower cubicle screen and door above shower tray, remove existing, drill and plug as necessary and fit new screen including all make good. | Shower Screen:Renew any three sided framed glass shower screen and door complete to individual cubicle above shower tray, remove existing, drill and plug as necessary and fit new screen including all making good. | 433.1166
570015 |  | U | N | N | Y | GL | SHOWER SCREEN:REFIX GLASS SIDE PANEL | Glazing | Reglaze Doors and Windows | Shower Screens | IT | 23.9349 | Shower Screen:Refix loose framed glass panel to shower cubicle including all necessary drilling and plugging and make good. | Shower Screen:Refix loose framed glass shower cubicle side panel including all necessary drilling and plugging and make good. | 23.9349
570017 |  | U | N | N | Y | GL | SHOWER SCREEN:OVERHAUL DOOR | Glazing | Reglaze Doors and Windows | Shower Screens | IT | 26.8599 | Shower Screen:Overhaul, ease and adjust, renew gaskets as necessary, refix or repair loose framed glass shower door and make good. | Shower Screen:Overhaul, ease and adjust, renew gaskets as necessary, refix or repair loose framed glass shower door and make good. | 26.8599
570019 |  | R | N | Y | N | GL | SHOWER SCREEN:REMOVE AND REFIX | Glazing | Reglaze Doors and Windows | Shower Screens | IT | 44.9444 | Shower Screen:Remove and later refix framed glass shower cubicle side panel including all necessary drilling and plugging refix framed glass shower door and make good. | Shower Screen:Remove and later refix framed glass shower cubicle side panel including all necessary drilling and plugging refix framed glass shower door and make good. | 44.9444
573093 |  | R | N | N | N | GL | DOUBLE GLAZED UNITS:REFIX | Glazing | Reglaze Doors and Windows | Double Glazing Repairs | NO | 52.3115 | Double Glazed Unit:Carefully remove any size of double glazed unit, renew gaskets as necessary and refix including rebedding in silicone. | Double Glazed Unit:Carefully remove any size of double glazed unit, renew gaskets as necessary and refix including rebedding in silicone. | 52.3115
575001 |  | U | N | N | Y | GL | PUTTY:RENEW DEFECTIVE PUTTY | Glazing | Reglaze Doors and Windows | Sundries | LM | 7.5596 | Putty:Renew loose or defective putty, hack out old, prepare and apply new putty and touch up paintwork to match existing and remove waste and debris. | Putty:Renew loose or defective putty, hack out old, prepare and apply new putty and touch up paintwork to match existing and remove waste and debris. | 7.5596
575003 |  | U | N | N | Y | GL | BEAD:RENEW DEFECTIVE GLAZING BEAD | Glazing | Reglaze Doors and Windows | Sundries | LM | 13.5865 | Bead:Renew any type of defective glazing bead including remove existing bead, clean, prepare and supply and fit new bead to match existing, sealing with silicone sealant as necessary and decorate. | Bead:Renew any type of defective glazing bead including remove existing bead, clean, prepare and supply and fit new bead to match existing including all cutting, mitres, sealing with silicone sealant as necessary and redecoration. | 13.5865
575005 |  | U | N | N | Y | GL | BEAD:APPLY SILICONE SEAL TO GLAZING BEAD | Glazing | Reglaze Doors and Windows | Sundries | LM | 8.4959 | Bead:Seal around glazing bead with silicone sealant including remove existing bead, clean and prepare rebate and refix bead including touch up paintwork to match existing and remove waste and debris. | Bead:Seal around glazing bead with silicone sealant including remove existing bead, clean and prepare rebate and refix bead including touch up paintwork to match existing and remove waste and debris. | 8.4959
575009 |  | R | N | N | N | GL | GASKETS:EXTRA OVER FOR COMPRESSION GASKET | Glazing | Reglaze Doors and Windows | Sundries | LM | 4.5051 | Gaskets:Extra over reglazing or renewal items for glazing to any metal or PVCu frame with compression gaskets instead of putty or beads. | Gaskets:Extra over reglazing or renewal items for glazing to any metal or PVCu frame with compression gaskets instead of putty or beads. | 4.5051
575011 |  | R | N | N | N | GL | VENT:RENEW CIRCULAR TO EXISTING OPENING | Glazing | Reglaze Doors and Windows | Sundries | NO | 36.8761 | Vent:Renew circular vent to existing opening including carefully remove existing plastic ventilator and fit new ventilator, glass breakage is Provider's risk. | Vent:Renew circular vent to existing opening including carefully remove existing plastic ventilator and fit new ventilator, glass breakage is Provider's risk. | 36.8761
575013 |  | R | N | N | N | GL | VENT:FIT NEW CIRCULAR TO EXISTING GLASS | Glazing | Reglaze Doors and Windows | Sundries | NO | 56.3323 | Vent:Fit new circular vent to existing glass including carefully cut hole in glass and fit new ventilator, glass breakage is contractors risk. | Vent:Fit new circular vent to existing glass including carefully cut hole in glass and fit new ventilator, glass breakage is Provider's risk. | 56.3323
575014 | New | R | N | N | N | GL | VENT:FIT NEW CIRCULAR TO DOUBLE GLAZED UNIT | Glazing | Reglaze Doors and Windows | Sundries | NO | 75.7883 | Vent:Fit new circular vent to existing double glazed unit including carefully cut hole in both panes of glass, seal around opening and fit new ventilator, glass breakage is Service Provider's risk. | Vent:Fit new circular vent to existing double glazed unit including carefully cut hole in both panes of glass, seal around opening and fit new ventilator, glass breakage is Service Provider's risk. | 75.7883
575015 |  | R | N | N | N | GL | VENT:FIT METAL PERMAVENT | Glazing | Reglaze Doors and Windows | Sundries | NO | 59.902 | Vent:Supply and fit metal Permavent to window including scribing to line, knock out glass and install vent, glass breakage is contractors risk. | Vent:Supply and fit metal 'Permavent' to window including scribing to line, knock out glass and install vent, glass breakage is Provider's risk. | 59.902
575017 |  | R | N | N | N | GL | LOUVRE:RENEW BLADE NE 950MM LONG | Glazing | Reglaze Doors and Windows | Sundries | NO | 34.2487 | Louvre:Renew 6mm glass louvre blade ne 950mm long with polished edges including remove existing blade and bed/clip into jamb. | Louvre:Renew 6mm glass louvre blade ne 950mm long with polished edges including remove existing blade and bed/clip into jamb. | 34.2487
575019 |  | U | Y | N | Y | GL | TEMPORARY GLAZING:FIX PRIOR TO REPLACEMENT UNIT | Glazing | Reglaze Doors and Windows | Sundries | NO | 41.001 | Temporary Glazing:Provide and fix temporary glazing or boarding prior to the replacement of double glazed unit including hack out, bed and seal as necessary. | Temporary Glazing:Provide and fix temporary glazing or boarding prior to the replacement of double glazed unit including hack out, bed and seal as necessary. | 41.001
575023 |  | R | N | N | N | GL | WINDOW:APPLY SOLAR REFLECTIVE FILM | Glazing | Reglaze Doors and Windows | Sundries | SM | 19.1959 | Window:Prepare and apply solar reflective film to glass surfaces including all cutting and fitting to edges and remove waste and debris. | Window:Prepare and apply solar reflective film to glass surfaces including all cutting and fitting to edges and remove waste and debris. | 19.1959
575025 |  | R | N | N | N | GL | WINDOW:APPLY SAFETY FILM | Glazing | Reglaze Doors and Windows | Sundries | SM | 22.3432 | Window:Prepare and apply safety film to glass surfaces including all cutting and fitting to edges and remove waste and debris. | Window:Prepare and apply safety film to glass surfaces including all cutting and fitting to edges and remove waste and debris. | 22.3432
575026 |  | E | Y | Y | Y | GL | WINDOW OR DOOR:APPLY EMERGENCY REPAIR FILM | Glazing | Reglaze Doors and Windows | Sundries | SM | 22.3432 | Window or Door:Preapre and apply emergency repair film to glass surfaces including all cutting and fitting to edges and remove waste and debris. | Window or Door:Preapre and apply emergency repair film to glass surfaces including all cutting and fitting to edges and remove waste and debris. | 22.3432
575027 |  | U | N | N | Y | GL | SASH:EXTRA OVER GLAZING TO DISMANTLE SASH | Glazing | Reglaze Doors and Windows | Sundries | NO | 91.8674 | Sash:Extra over any reglazing works to windows of any type or size for removing sash or casement, dismantle, reassemble, refit, make good all disturbed (can only be claimed if instructed by the CR). | Sash:Extra over any reglazing works to windows of any type or size for removing sash or casement, dismantling, reassembling and later refitting, making good all disturbed (can only be claimed if instructed by the Client Representative). | 91.8674
575501 |  | X | N | N | Y | GL | NET CURTAIN:SUPPLY SINGLE WIDTH | Glazing | Reglaze Doors and Windows | Curtains | SM | 7.5713 | Net Curtain:Supply and install new single width, full height net curtains, hemmed all edges, to glazed opening of any type or size, on and including proprietary hanging rods or wire. | Net Curtain:Supply and install new single width, full height net curtains, hemmed all edges, to glazed opening of any type or size, on and including proprietary hanging rods or PVC coated tension wire with hooks, eyes, support brackets as appropriate and fixing to any background, make good as necessary (measured length of support by net curtain height). | 7.5713
601101 |  | R | N | Y | N | PL | DOWNPIPE:RENEW PVCU NE 2 STOREY | Plumbing | Rainwater Pipework | Rainwater Pipework - PVCu | IT | 260.2651 | Downpipe:Renew round or square PVCu downpipe to ne 2 storey dwelling complete with new brackets branches, offset projections, hopperhead, shoe, cut, make joints, make good, remove waste and debris. | Downpipe:Renew round or square PVCu downpipe to ne 2 storey dwelling complete with new brackets plugged to brickwork and all necessary branches, offset projections, hopperhead, shoe, including all cutting and making joints and make good to structure and all finishes and remove waste and debris. | 260.2651
601103 |  | R | N | Y | N | PL | DOWNPIPE:RENEW PVCU 2-4 STOREY | Plumbing | Rainwater Pipework | Rainwater Pipework - PVCu | IT | 376.4765 | Downpipe:Renew round or square PVCu downpipe to over 2, ne 4 storey dwelling with new brackets branches, offset projections, hopperhead, shoe, cut, make joints, make good, remove waste and debris. | Downpipe:Renew round or square PVCu downpipe to over 2, ne 4 storey dwelling complete with new brackets plugged to brickwork and all necessary branches, offset projections, hopperhead, shoe, including all cutting and making joints and make good to structure and all finishes and remove waste and debris. | 376.4765
601105 |  | R | N | Y | N | PL | DOWNPIPE:RENEW PVCU PIPE | Plumbing | Rainwater Pipework | Rainwater Pipework - PVCu | LM | 36.7436 | Downpipe:Renew round or square PVCu downpipe, remove and refix or renew pipe brackets plugged and screwed to structure, make joints, make good, remove waste and debris. | Downpipe:Renew round or square PVCu downpipe, remove and refix or renew pipe brackets plugged and screwed to brickwork including cutting and making joints, make good to structure and finishes and remove waste and debris. | 36.7436
601107 |  | R | N | N | N | PL | DOWNPIPE:RENEW NE 300MM PVCU OFFSET | Plumbing | Rainwater Pipework | Rainwater Pipework - PVCu | NO | 64.9675 | Downpipe:Renew any type of PVCu offset, ne 300mm projection including all cutting and remake joints, make good to structure and finishes and remove waste and debris. | Downpipe:Renew any type of PVCu offset, ne 300mm projection including all cutting and remake joints, make good to structure and finishes and remove waste and debris. | 64.9675
601109 |  | R | N | N | N | PL | DOWNPIPE:RENEW PVCU HOPPER HEAD | Plumbing | Rainwater Pipework | Rainwater Pipework - PVCu | NO | 55.2458 | Downpipe:Renew PVCu downpipe hopperhead for round or square downpipe, plugged and screwed to brickwork including all cutting and remake joints, make good, remove waste and debris. | Downpipe:Renew PVCu downpipe hopper head for round or square downpipe, plugged and screwed to brickwork including all cutting and remake joints, make good to structure and finishes and remove waste and debris. | 55.2458
601111 |  | R | N | N | N | PL | DOWNPIPE:RENEW PVCU SHOE | Plumbing | Rainwater Pipework | Rainwater Pipework - PVCu | NO | 21.8098 | Downpipe:Renew any type of PVCu downpipe shoe plugged and screwed to brickwork including all cutting and remake joints, make good to structure and finishes and remove waste and debris. | Downpipe:Renew any type of PVCu downpipe shoe plugged and screwed to brickwork including all cutting and remake joints, make good to structure and finishes and remove waste and debris. | 21.8098
601113 |  | R | N | N | N | PL | DOWNPIPE:RENEW PVCU BRANCH | Plumbing | Rainwater Pipework | Rainwater Pipework - PVCu | NO | 69.4508 | Downpipe:Renew round or square PVCu branch including all cutting and making joints, make good to structure and finishes and remove waste and debris. | Downpipe:Renew round or square PVCu branch including all cutting and making joints, make good to structure and finishes and remove waste and debris. | 69.4508
601119 |  | U | N | N | Y | PL | DOWNPIPE:RENEW OR REFIX PVCU CLIP | Plumbing | Rainwater Pipework | Rainwater Pipework - PVCu | NO | 14.4892 | Downpipe:Refix or renew clip to PVCu downpipe plugged and screwed to brickwork and make good to structure and finishes and remove waste and debris. | Downpipe:Refix or renew clip to PVCu downpipe plugged and screwed to brickwork and make good to structure and finishes and remove waste and debris. | 14.4892
601121 |  | U | N | N | Y | PL | DOWNPIPE:REMOVE AND REFIX PVCU COMPLETE | Plumbing | Rainwater Pipework | Rainwater Pipework - PVCu | IT | 67.7075 | Downpipe:Take down any PVCu downpipe, remove and refix pipe brackets fixed to structure, refix downpipes, hopperheads, offsets, shoes remake joints, make good, remove waste and debris. | Downpipe:Take down any PVCu downpipe, remove and refix pipe brackets, plugged and screwed to brickwork and refix downpipes including all hopperhead offsets, shoes and remake all joints, make good to structure and finishes and remove waste and debris. | 67.7075
601125 |  | U | N | N | Y | PL | DOWNPIPE:REMAKE PVCU JOINTS OR REFIX FITTING | Plumbing | Rainwater Pipework | Rainwater Pipework - PVCu | IT | 34.7617 | Downpipe:Remake any loose or leaking PVCu downpipe joint or joints to any fitting, renew drain connection adaptor or remake joint to drain or gully connection, make good (per downpipe). | Downpipe:Remake any loose or leaking PVCu downpipe joint or joints to any fitting, renew drain connection adaptor or remake joint to drain or gully connection, make good (per downpipe). | 34.7617
601503 |  | R | N | N | N | PL | DOWNPIPE:RENEW UPTO 100MM CAST IRON PIPE | Plumbing | Rainwater Pipework | Rainwater Pipework - Cast Iron Repairs | IT | 218.2758 | Downpipe:Renew length of ne 100mm diameter cast iron downpipe, remove, refix or renew pipe brackets fixed to structure, cut and make joints, make good, decorate to match, remove waste and debris. | Downpipe:Renew length of upto 100mm diameter cast iron downpipe, remove and refix or renew pipe brackets plugged and screwed to brickwork including cutting and making joints, make good to structure and finishes and decorate to match existing and remove waste and debris. | 218.2758
601505 |  | U | N | N | Y | PL | DOWNPIPE:REMOVE AND REFIX CAST IRON COMPLETE | Plumbing | Rainwater Pipework | Rainwater Pipework - Cast Iron Repairs | IT | 63.32 | Downpipe:Take down any cast iron downpipe, remove refix pipe brackets fixed to brickwork and refix downpipes, hopper heads, offsets, branches, shoes, remake all joints, make good, touch up. | Downpipe:Take down any cast iron downpipe, remove and refix pipe brackets, plugged and screwed to brickwork and refix downpipes including all hopper heads, offsets, branches, shoes, remake all joints, make good to structure and finishes and touch up decorations to match existing and remove waste and debris. | 63.32
601507 |  | U | N | N | Y | PL | DOWNPIPE:RENEW CAST IRON PIPE BRACKET | Plumbing | Rainwater Pipework | Rainwater Pipework - Cast Iron Repairs | NO | 79.2822 | Downpipe:Renew any diameter cast iron downpipe bracket plugged and screwed to brickwork, make good to structure and finishes and decorate to match existing and remove waste and debris. | Downpipe:Renew any diameter cast iron downpipe bracket plugged and screwed to brickwork, make good to structure and finishes and decorate to match existing and remove waste and debris. | 79.2822
601509 |  | U | N | N | Y | PL | DOWNPIPE:REFIX LOOSE CAST IRON BRACKET | Plumbing | Rainwater Pipework | Rainwater Pipework - Cast Iron Repairs | NO | 12.9565 | Downpipe:Refix loose cast iron downpipe bracket, including replugging and screwing to brickwork, make good to structure and finishes and decorate to match existing and remove waste and debris. | Downpipe:Refix loose cast iron downpipe bracket, including replugging and screwing to brickwork, make good to structure and finishes and decorate to match existing and remove waste and debris. | 12.9565
601511 |  | U | N | N | Y | PL | DOWNPIPE:REMAKE CAST IRON JOINTS | Plumbing | Rainwater Pipework | Rainwater Pipework - Cast Iron Repairs | IT | 31.5137 | Downpipe:Remake any loose or leaking cast iron downpipe joint or joints to any fitting, make good to structure and finishes and decorate to match existing and remove waste and debris. | Downpipe:Remake any loose or leaking cast iron downpipe joint or joints to any fitting, make good to structure and finishes and decorate to match existing and remove waste and debris. | 31.5137
603101 |  | R | N | Y | N | PL | GUTTER:RENEW NE 112MM PVCU COMPLETE | Plumbing | Rainwater Gutters | Rainwater Gutters - PVCu | LM | 65.0667 | Gutter:Renew with ne 112mm PVCu gutter of any profile with support brackets, angles, outlets stop ends, cutting, make gutters line and level, connections to existing guttering and downpipes. | Gutter:Renew any gutter with ne 112mm PVCu gutter of any profile including support brackets fixed to fascia complete with all necessary angles, outlets stop ends, including cutting, making gutters line and level and connections to existing guttering and downpipes and remove waste and debris. | 65.0667
603103 |  | R | N | Y | N | PL | GUTTER:RENEW 150MM PVCU COMPLETE | Plumbing | Rainwater Gutters | Rainwater Gutters - PVCu | LM | 77.483 | Gutter:Renew with 150mm PVCu gutter of any profile with support brackets, angles, outlets stop ends, cutting, make gutters line and level, connections to existing guttering and downpipes. | Gutter:Renew any gutter with 150mm PVCu gutter of any profile including support brackets fixed to fascia complete with all necessary angles, outlets stop ends, including cutting, making gutters line and level and connections to existing guttering and downpipes and remove waste and debris. | 77.483
603105 |  | R | N | Y | N | PL | GUTTER:RENEW NE 112MM PVCU | Plumbing | Rainwater Gutters | Rainwater Gutters - PVCu | LM | 40.3966 | Gutter:Renew ne 112mm PVCu gutter of any profile, including support brackets fixed to fascia including cutting, make joints, line and level and connection to existing guttering. | Gutter:Renew ne 112mm PVCu gutter of any profile, including support brackets fixed to fascia including cutting, making joints, line and level and connection to existing guttering and remove waste and debris. | 40.3966
603107 |  | R | N | Y | N | PL | GUTTER:RENEW 150MM PVCU | Plumbing | Rainwater Gutters | Rainwater Gutters - PVCu | LM | 48.2412 | Gutter:Renew 150mm PVCu gutter of any profile, including support brackets fixed to fascia including cutting, make joints, line and level and connection to existing guttering. | Gutter:Renew 150mm PVCu gutter of any profile, including support brackets fixed to fascia including cutting, making joints, line and level and connection to existing guttering and remove waste and debris. | 48.2412
603109 |  | U | N | N | Y | PL | GUTTER:REALIGN PVCU GUTTER | Plumbing | Rainwater Gutters | Rainwater Gutters - PVCu | LM | 20.0197 | Gutter:Take down any PVCu gutter, remove and refix brackets to fascia and refix gutter to brackets to line and level including all angles, outlets and stop ends and remake all joints. | Gutter:Take down any PVCu gutter, remove and refix brackets to fascia and refix gutter to brackets to line and level including all angles, outlets and stop ends and remake all joints. | 20.0197
603111 |  | R | N | N | N | PL | GUTTER:RENEW PVCU STOP END | Plumbing | Rainwater Gutters | Rainwater Gutters - PVCu | NO | 15.4954 | Gutter:Renew ne 112mm PVCu gutter stop end of any profile, including remaking joints and line and level and remove waste and debris. | Gutter:Renew ne 112mm PVCu gutter stop end of any profile, including remaking joints and line and level and remove waste and debris. | 15.4954
603115 |  | R | N | N | N | PL | GUTTER:RENEW PVCU OUTLET | Plumbing | Rainwater Gutters | Rainwater Gutters - PVCu | NO | 24.2785 | Gutter:Renew ne 112mm PVCu gutter outlet of any profile, including remaking joints and line and level and remove waste and debris. | Gutter:Renew ne 112mm PVCu gutter outlet of any profile, including remaking joints and line and level and remove waste and debris. | 24.2785
603119 |  | R | N | N | N | PL | GUTTER:RENEW PVCU ANGLE | Plumbing | Rainwater Gutters | Rainwater Gutters - PVCu | NO | 24.2083 | Gutter:Renew ne 112mm PVCu gutter angle of any profile including remaking joints and line and level and remove waste and debris. | Gutter:Renew ne 112mm PVCu gutter angle of any profile including remaking joints and line and level and remove waste and debris. | 24.2083
603123 |  | R | N | N | N | PL | GUTTER:RENEW PVCU UNION | Plumbing | Rainwater Gutters | Rainwater Gutters - PVCu | NO | 21.997 | Gutter:Renew ne 112mm PVCu gutter union or fitting rubbers of any profile including remake joints and line and level and remove waste and debris. | Gutter:Renew ne 112mm PVCu gutter union or fitting rubbers of any profile including remake joints and line and level and remove waste and debris. | 21.997
603127 |  | U | N | N | Y | PL | GUTTER:RENEW PVCU BRACKET | Plumbing | Rainwater Gutters | Rainwater Gutters - PVCu | NO | 13.9276 | Gutter:Renew ne 112mm PVCu gutter bracket of any profile including remaking joints and line and level and remove waste and debris. | Gutter:Renew ne 112mm PVCu gutter bracket of any profile including remaking joints and line and level and remove waste and debris. | 13.9276
603131 |  | U | N | N | Y | PL | GUTTER:TAKE DOWN AND REFIX PVCU OUTLET | Plumbing | Rainwater Gutters | Rainwater Gutters - PVCu | NO | 18.6742 | Gutter:Take down any PVCu gutter outlet and refix and remake joints. | Gutter:Take down any PVCu gutter outlet and refix and remake joints. | 18.6742
603133 |  | U | N | N | Y | PL | GUTTER:REMAKE PVCU JOINT | Plumbing | Rainwater Gutters | Rainwater Gutters - PVCu | NO | 12.547 | Gutter:Remake any loose or leaking PVCu gutter joint or joints to fittings including break joint, clean out and make joint and line and level. | Gutter:Remake any loose or leaking PVCu gutter joint or joints to fittings including break joint, clean out and make joint and line and level. | 12.547
603301 |  | R | N | Y | N | PL | GUTTER:RENEW IN CAST IRON COMPLETE | Plumbing | Rainwater Gutters | Rainwater Gutters - Cast Iron | LM | 129.0984 | Gutter:Renew ne 125mm cast iron gutter of any profile with support brackets, angles, outlets and stop ends, cutting, make gutters line and level, connections to existing guttering, decorate. | Gutter:Renew ne 125mm cast iron gutter of any profile including support brackets fixed to fascia complete with all necessary angles, outlets and stop ends, including cutting, making gutters line and level and connections to existing guttering and rub down, prepare for and decorate to outside of gutter and one coat of bitumastic paint to inside of gutter and remove waste and debris. | 129.0984
603303 |  | R | N | N | N | PL | GUTTER:RENEW LENGTH OF CAST IRON | Plumbing | Rainwater Gutters | Rainwater Gutters - Cast Iron | LM | 137.4358 | Gutter:Renew ne 125mm cast iron gutter of any profile with support brackets fixed to fascia including cutting, make joints, line and level, connections to existing guttering, decorate. | Gutter:Renew ne 125mm cast iron gutter of any profile including support brackets fixed to fascia including cutting, making joints, line and level and connections to existing guttering and rub down, prepare for and decorate to match existing to outside of gutter and one coat of bitumastic paint to inside of gutter and remove waste and debris. | 137.4358
603305 |  | R | N | N | N | PL | GUTTER:REALIGN CAST IRON GUTTER | Plumbing | Rainwater Gutters | Rainwater Gutters - Cast Iron | LM | 26.2054 | Gutter:Take down any cast iron gutter, remove and refix brackets to fascia and refix gutter to brackets, including all angles, outlets and stop ends, remake all joints and touch up decorations. | Gutter:Take down any cast iron gutter, remove and refix brackets to fascia and refix gutter to brackets, including all angles, outlets and stop ends, remake all joints and touch up decorations. | 26.2054
603307 |  | R | N | N | N | PL | GUTTER:RENEW CAST IRON STOP END | Plumbing | Rainwater Gutters | Rainwater Gutters - Cast Iron | NO | 39.7154 | Gutter:Renew ne 125mm cast iron gutter stop end of any profile, including remake joint, line and level, decorate to match existing to outside, one coat of bitumastic paint to inside. | Gutter:Renew ne 125mm cast iron gutter stop end of any profile, including remaking joint, line and level, rub down, prepare for and decorate to match existing to outside and one coat of bitumastic paint to inside and remove waste and debris. | 39.7154
603309 |  | R | N | N | N | PL | GUTTER:RENEW CAST IRON OUTLET | Plumbing | Rainwater Gutters | Rainwater Gutters - Cast Iron | NO | 84.6608 | Gutter:Renew ne 125mm cast iron gutter outlet of any profile, including remake joint, line and level, decorate to match existing to outside, one coat of bitumastic paint to inside. | Gutter:Renew ne 125mm cast iron gutter outlet of any profile, including remaking joint, line and level, rub down, prepare for and decorate to match existing to outside and one coat of bitumastic paint to inside and remove waste and debris. | 84.6608
603311 |  | R | N | N | N | PL | GUTTER:RENEW CAST IRON ANGLE | Plumbing | Rainwater Gutters | Rainwater Gutters - Cast Iron | NO | 87.7262 | Gutter:Renew ne 125mm cast iron gutter angle of any profile, including remake joint, line and level, decorate to match existing to outside, one coat of bitumastic paint to inside. | Gutter:Renew ne 125mm cast iron gutter angle of any profile, including remaking joint, line and level, rub down, prepare for and decorate to match existing to outside and one coat of bitumastic paint to inside and remove waste and debris. | 87.7262
603313 |  | R | N | N | N | PL | GUTTER:RENEW CAST IRON UNION | Plumbing | Rainwater Gutters | Rainwater Gutters - Cast Iron | NO | 72.2973 | Gutter:Renew ne 125mm cast iron gutter Union of any profile, including remake joint, line and level, decorate to match existing to outside, one coat of bitumastic paint to inside. | Gutter:Renew ne 125mm cast iron gutter Union of any profile, including remaking joint, line and level, rub down, prepare for and decorate to match existing to outside and one coat of bitumastic paint to inside and remove waste and debris. | 72.2973
603315 |  | R | N | N | N | PL | GUTTER:RENEW CAST IRON BRACKET | Plumbing | Rainwater Gutters | Rainwater Gutters - Cast Iron | NO | 43.9941 | Gutter:Renew gutter bracket for cast iron gutter including line and level and rub down, prepare for and decorate to match existing and remove waste and debris. | Gutter:Renew gutter bracket for cast iron gutter including line and level and rub down, prepare for and decorate to match existing and remove waste and debris. | 43.9941
603317 |  | R | N | N | N | PL | GUTTER:TAKE DOWN AND REFIX CAST IRON OUTLET | Plumbing | Rainwater Gutters | Rainwater Gutters - Cast Iron | NO | 62.3255 | Gutter:Take down any cast iron gutter outlet and refix, remake all joints and touch up decorations. | Gutter:Take down any cast iron gutter outlet and refix, remake all joints and touch up decorations. | 62.3255
603319 |  | R | N | N | Y | PL | GUTTER:REMAKE CAST IRON JOINTS | Plumbing | Rainwater Gutters | Rainwater Gutters - Cast Iron | NO | 27.6679 | Gutter:Remake any cast iron gutter joint including break joint, clean out and make joint and touch up decorations. | Gutter:Remake any cast iron gutter joint including break joint, clean out and make joint and touch up decorations. | 27.6679
603901 |  | U | N | N | Y | PL | DOWNPIPE:CLEAR BLOCKAGE NE 2 STOREY | Plumbing | Rainwater Gutters | Gutters/Downpipes - Clean Out | IT | 19.7698 | Downpipe:Clear blockage from downpipe ne 2 storey including gain access, rod, flush out and test including clean out gulley and remove waste and debris (not to be claimed with 603903). | Downpipe:Clear blockage from downpipe ne 2 storey including gain access, rod, flush out and test including clean out gulley and remove waste and debris (not to be claimed with clean and flush out elevation). | 19.7698
603902 |  | U | N | N | Y | PL | DOWNPIPE:CLEAR BLOCKAGE 2 TO 4 STOREY | Plumbing | Rainwater Gutters | Gutters/Downpipes - Clean Out | IT | 40.4378 | Downpipe:Clear blockage from downpipe any 2 to 4 storey including gain access, rod, flush out and test including clean out gulley and remove waste and debris (not to be claimed with 603903). | Downpipe:Clear blockage from downpipe any 2 to 4 storey including gain access, rod, flush out and test including clean out gulley and remove waste and debris (not to be claimed with clean and flush out elevation). | 40.4378
603903 |  | U | N | N | Y | PL | GUTTER:CLEAN AND FLUSH OUT PER ELEVATION NE 8 LM | Plumbing | Rainwater Gutters | Gutters/Downpipes - Clean Out | IT | 55.6716 | Gutter:Clean out debris from gutters to any type of property including flush out and test, rod downpipe including clean out gulley and remove spoil on completion (per elevation). | Gutter:Clean out debris from gutters to any type of property including flush out and test, rod downpipe including clean out gulley and remove debris from site on completion (per elevation). | 55.6716
603904 |  | R | N | N | N | PL | GUTTER:CLEAN AND FLUSH OUT PER DWELLING | Plumbing | Rainwater Gutters | Gutters/Downpipes - Clean Out | IT | 111.3433 | Gutter:Clean out debris from all gutters to any type of house or bungalow including flush out and test, rod downpipes including clean out gullies and remove debris from site on completion. | Gutter:Clean out debris from all gutters including returns, gable ends, dormers, porches, extensions, etc., to any type of house or bungalow including flush out and test, rod downpipes including clean out gullies and remove debris from site on completion. | 111.3433
603905 |  | U | N | N | Y | PL | HOPPER:CLEAR OUT BLOCKED HOPPER HEAD | Plumbing | Rainwater Gutters | Gutters/Downpipes - Clean Out | NO | 22.2688 | Hopper:Clear out blocked hopper head including rod if necessary, flush out and test and remove debris from site on completion and remove waste and debris. | Hopper:Clear out blocked hopper head including rod if necessary, flush out and test and remove debris from site on completion and remove waste and debris. | 22.2688
603906 |  | R | N | N | N | PL | GUTTER:CLEAN AND FLUSH OUT PER BLOCK | Plumbing | Rainwater Gutters | Gutters/Downpipes - Clean Out | LM | 9.2787 | Gutter:Clean out debris from all gutters to any type of block of flats or maisonettes including flush out and test, rod downpipes including clean out gullies and remove debris from site on completion. | Gutter:Clean out debris from all gutters including returns, gable ends, dormers, porches, extensions, canopies etc., to any type of block of flats or maisonettes including flush out and test, rod downpipes including clean out gullies and remove debris from site on completion. | 9.2787
603907 |  | U | N | N | Y | PL | FLAT ROOF OUTLET:CLEAR BLOCKED | Plumbing | Rainwater Gutters | Gutters/Downpipes - Clean Out | IT | 30.9287 | Flat Roof Outlet:Clear out blocked flat roof outlet including rod if necessary, flush out and test and remove debris from site on completion and remove waste and debris. | Flat Roof Outlet:Clear out blocked flat roof outlet including rod if necessary, flush out and test and remove debris from site on completion and remove waste and debris. | 30.9287
603909 |  | U | N | N | Y | PL | GUTTER:CLEAN WITH VACUUM SYSTEM ELEVATION | Plumbing | Rainwater Gutters | Gutters/Downpipes - Clean Out | IT | 54.166 | Gutter:Clean out debris from gutters to any type of property using SkyVac or similar system, flush out and test, rod downpipe, clean out gulley, remove debris from site (per elevation ne 8LM). | Gutter:Clean out debris from gutters to any type of property using SkyVac or similar system including flush out and test, rod downpipe including clean out gulley and remove debris from site on completion (per elevation ne 8LM). | 54.166
603911 |  | U | N | N | Y | PL | GUTTER:CLEAN WITH VACUUM SYSTEM DWELLING | Plumbing | Rainwater Gutters | Gutters/Downpipes - Clean Out | IT | 98.9717 | Gutter:Clean out debris from all gutters to any type of house or bungalow using SkyVac type system, flush out and test, rod downpipes, clean out gullies, remove debris from site (per dwelling). | Gutter:Clean out debris from all gutters including returns, gable ends, dormers, porches, extensions, etc., to any type of house or bungalow using SkyVac or similar system including flush out and test, rod downpipes including clean out gullies and remove debris from site on completion. (per dwelling). | 98.9717
603913 |  | U | N | N | Y | PL | GUTTER:CLEAN WITH VACUUM SYSTEM BLOCK | Plumbing | Rainwater Gutters | Gutters/Downpipes - Clean Out | LM | 6.1858 | Gutter:Clean out debris from all gutters to any type of block of flats or maisonettes using SkyVac type system, flush out and test, rod downpipes, clean out gullies and remove debris from site. | Gutter:Clean out debris from all gutters including returns, gable ends, dormers, porches, extensions, canopies etc., to any type of block of flats or maisonettes using SkyVac or similar system, including flush out and test, rod downpipes including clean out gullies and remove debris from site on completion. | 6.1858
610101 |  | R | N | Y | N | PL | STACK:RENEW EXTERNAL PVCU COMPLETE NE 2 STOREY | Plumbing | Foul Drainage Above Ground | Soil and Vent Stacks - External - PVCu | IT | 598.8967 | Stack:Take down external soil stack complete to any dwelling ne 2 storey, renew with 110mm PVCu pipework with all fittings, make joints, fixed to structure, make good to structure, finishes, test. | Stack:Take down external soil stack complete to any dwelling ne 2 storey and renew with 110mm PVCu pipework complete with all necessary wc branches, bends, offsets, waste bosses, pipes, brackets, access pipes, drain connector, terminal and slate if necessary including all cutting and making joints, fixing to any background, make good to structure including roofing, soffit or similar and make good to all finishes and test and remove waste and debris. | 598.8967
610103 |  | R | N | Y | N | PL | STACK:RENEW EXTERNAL PVCU COMPLETE 2 TO 4 STOREY | Plumbing | Foul Drainage Above Ground | Soil and Vent Stacks - External - PVCu | IT | 885.4982 | Stack:Take down external soil stack complete to any dwelling over 2, ne 4 storey, renew with 110mm PVCu pipework with all fittings, make joints, fixed to structure, make good, test. | Stack:Take down external soil stack complete to any dwelling over 2, ne 4 storey and renew with 110mm PVCu pipework complete with all necessary wc branches, bends, offsets, waste bosses, pipes, brackets, access pipes, drain connector, terminal and slate if necessary including all cutting and making joints, fixing to any background, make good to structure including roofing, soffit or similar and make good to all finishes and test and remove waste and debris. | 885.4982
610105 |  | R | N | N | N | PL | STACK:RENEW EXTERNAL 110MM PVCU SOIL STACK | Plumbing | Foul Drainage Above Ground | Soil and Vent Stacks - External - PVCu | LM | 33.9742 | Stack:Renew 110mm diameter PVCu length or section of external soil stack, renew or refix clips as necessary, including cut and make joints, make good to structure and finishes and test. | Stack:Renew 110mm diameter PVCu length or section of external soil stack, renew or refix clips as necessary, including cut and make joints, make good to structure and finishes and test and remove waste and debris. | 33.9742
610107 |  | R | N | N | N | PL | STACK:RENEW EXTERNAL PVCU SOIL STACK BRACKET | Plumbing | Foul Drainage Above Ground | Soil and Vent Stacks - External - PVCu | NO | 15.3082 | Stack:Renew 110mm diameter external PVCu soil stack pipe bracket securely plugged and screwed to any background, make good to structure and finishes and test and remove waste and debris. | Stack:Renew 110mm diameter external PVCu soil stack pipe bracket securely plugged and screwed to any background, make good to structure and finishes and test and remove waste and debris. | 15.3082
610109 |  | R | N | N | N | PL | STACK:RENEW EXTERNAL PVCU WC BRANCH PIPE | Plumbing | Foul Drainage Above Ground | Soil and Vent Stacks - External - PVCu | NO | 125.8097 | Stack:Renew 110mm diameter external PVCu soil stack wc branch pipe with access, connect to pan, including cutting, make joints, cut holes to walls, make good to structure, finishes and test. | Stack:Renew 110mm diameter external PVCu soil stack wc branch pipe with access, connect to pan, including cutting, making joints, cut holes to walls, make good to structure and finishes and test and remove waste and debris. | 125.8097
610111 |  | R | N | N | N | PL | STACK:RENEW EXTERNAL PVCU OFFSET | Plumbing | Foul Drainage Above Ground | Soil and Vent Stacks - External - PVCu | NO | 44.8552 | Stack:Renew 110mm diameter external PVCu soil stack offset including cutting and making all necessary joints, make good to structure and finishes and test and remove waste and debris. | Stack:Renew 110mm diameter external PVCu soil stack offset including cutting and making all necessary joints, make good to structure and finishes and test and remove waste and debris. | 44.8552
610113 |  | R | N | N | N | PL | STACK:RENEW EXTERNAL PVCU JUNCTION | Plumbing | Foul Drainage Above Ground | Soil and Vent Stacks - External - PVCu | NO | 76.989 | Stack:Renew 110mm diameter external PVCu soil stack junction with access including cutting and making all necessary joints and make good to structure and finishes and test and remove waste and debris. | Stack:Renew 110mm diameter external PVCu soil stack junction with access including cutting and making all necessary joints and make good to structure and finishes and test and remove waste and debris. | 76.989
610115 |  | R | N | N | N | PL | STACK:RENEW EXTERNAL PVCU ACCESS BEND | Plumbing | Foul Drainage Above Ground | Soil and Vent Stacks - External - PVCu | NO | 67.0548 | Stack:Renew 110mm diameter external PVCu soil stack access bend, including cutting and making all necessary joints, make good to structure and finishes and test and remove waste and debris. | Stack:Renew 110mm diameter external PVCu soil stack access bend, including cutting and making all necessary joints, make good to structure and finishes and test and remove waste and debris. | 67.0548
610117 |  | R | N | N | N | PL | STACK:RENEW EXTERNAL PVCU ACCESS PIPE | Plumbing | Foul Drainage Above Ground | Soil and Vent Stacks - External - PVCu | NO | 61.7547 | Stack:Renew 110mm diameter external PVCu soil stack access pipe, including cutting and making all necessary joints, make good to structure and finishes and test and remove waste and debris. | Stack:Renew 110mm diameter external PVCu soil stack access pipe, including cutting and making all necessary joints, make good to structure and finishes and test and remove waste and debris. | 61.7547
610119 |  | R | N | N | N | PL | STACK:RENEW EXTERNAL PVCU VENT TERMINAL | Plumbing | Foul Drainage Above Ground | Soil and Vent Stacks - External - PVCu | NO | 98.3766 | Stack:Renew 110mm diameter external PVCu soil stack/vent terminal and weathering slate and make good to roofing. | Stack:Renew 110mm diameter external PVCu soil stack/vent terminal and weathering slate and make good to roofing. | 98.3766
610121 |  | R | N | N | N | PL | STACK:RENEW EXTERNAL PVCU DOUBLE SOCKET | Plumbing | Foul Drainage Above Ground | Soil and Vent Stacks - External - PVCu | NO | 64.6175 | Stack:Renew 110mm diameter external PVCu soil stack double socket, including cutting and making all necessary joints, make good to structure and finishes and test and remove waste and debris. | Stack:Renew 110mm diameter external PVCu soil stack double socket, including cutting and making all necessary joints, make good to structure and finishes and test and remove waste and debris. | 64.6175
610123 |  | R | N | N | N | PL | STACK:RENEW EXTERNAL PVCU DRAIN CONNECTOR | Plumbing | Foul Drainage Above Ground | Soil and Vent Stacks - External - PVCu | NO | 45.9363 | Stack:Renew drain connection with 110mm diameter external PVCu soil stack drainage adaptor. | Stack:Renew drain connection with 110mm diameter external PVCu soil stack drainage adaptor. | 45.9363
610125 |  | R | N | N | N | PL | STACK:RENEW EXTERNAL PVCU 110MM BOSS CONNECTOR | Plumbing | Foul Drainage Above Ground | Soil and Vent Stacks - External - PVCu | NO | 62.0472 | Stack:Renew 110mm diameter external PVCu soil stack boss connector, including cutting and making all necessary joints, make good and test and remove waste and debris. | Stack:Renew 110mm diameter external PVCu soil stack boss connector, including cutting and making all necessary joints, make good and test and remove waste and debris. | 62.0472
610127 |  | R | N | N | N | PL | STACK:RENEW EXTERNAL PVCU BOSS ADAPTOR | Plumbing | Foul Drainage Above Ground | Soil and Vent Stacks - External - PVCu | NO | 33.3389 | Stack:Renew 32mm or 40mm diameter external solvent PVCu boss adaptor, including any additional renewal of boss pipe and remove waste and debris. | Stack:Renew 32mm or 40mm diameter external solvent PVCu boss adaptor, including any additional renewal of boss pipe and remove waste and debris. | 33.3389
610129 |  | R | N | N | N | PL | STACK:REPAIR FRACTURE ON EXTERNAL PVCU AT SLAB | Plumbing | Foul Drainage Above Ground | Soil and Vent Stacks - External - PVCu | IT | 144.7935 | Stack:Repair fractured external soil outlet at slab level, break up slab, repair pipe-work, fix new pipe or fitting with new clips, remake joints, make good, test (measured per pipe or fitting). | Stack:Repair fractured external soil outlet at slab level, break up concrete slab, repair pipework fix new PVCu pipe or fitting with new clips, remake all joints, make good walls and floors and test (measured per pipe or fitting). | 144.7935
610131 |  | R | N | N | N | PL | STACK:ACCESS COVER TO EXISTING EXTERNAL PVCU | Plumbing | Foul Drainage Above Ground | Soil and Vent Stacks - External - PVCu | IT | 98.8691 | Stack:Insert or cut into existing external PVCu soil stack, fix new proprietary bolted removable access covers and seals, maintain integrity of system with compatible seals or solvent welding. | Stack:Insert or cut into any existing external PVCu soil stack and provide and fix new proprietary bolted removable access covers and seals, maintain integrity of existing system by using compatible seals or solvent welding. | 98.8691
610133 |  | R | N | N | N | PL | STACK:RENEW PVCU BALLOON GRATING | Plumbing | Foul Drainage Above Ground | Soil and Vent Stacks - External - PVCu | NO | 24.7305 | Stack:Renew PVCu balloon grating to soil stack. | Stack:Renew PVCu balloon grating to soil stack. | 24.7305
610135 |  | R | N | Y | N | PL | PIPE:REMOVE REDUNDANT SOIL AND VENT | Plumbing | Foul Drainage Above Ground | Soil and Vent Stacks - External - PVCu | NO | 21.0099 | Pipe:Remove any type and size of redundant soil and vent pipe, to dwelling ne two storey including all fittings, make good finishes and remove waste and debris. | Pipe:Remove any type and size of redundant soil and vent pipe, to dwelling ne two storey including all fittings, make good finishes and remove waste and debris. | 21.0099
610301 |  | R | N | Y | N | PL | STACK:RENEW INTERNAL PVCU COMPLETE NE 2 STOREY | Plumbing | Foul Drainage Above Ground | Soil and Vent Stacks - Internal - PVCu | IT | 542.8976 | Stack:Take down internal soil stack complete to any dwelling ne 2 storey, renew with 110mm PVCu pipework with all fittings, make joints, fixed to structure, make good, remove, refix casings, test. | Stack:Take down internal soil stack complete to any dwelling ne 2 storey and renew with 110mm PVCu pipework complete with all necessary fittings i.e. wc branch, bends, offsets, waste bosses, pipes, brackets, access pipes, drain connector terminal and slate if necessary including all cutting and making joints, fixing to any background, remove and refix access panels, duct casings and the like for access, make good to structure and finishes and test and remove waste and debris. | 542.8976
610303 |  | R | N | Y | N | PL | STACK:RENEW INTERNAL PVCU COMPLETE 2-4 STOREY | Plumbing | Foul Drainage Above Ground | Soil and Vent Stacks - Internal - PVCu | IT | 748.9756 | Stack:Take down internal soil stack complete to any dwelling over 2 ne 4 storey renew with 110mm PVCu pipework, all fittings, make joints, fixed to structure, make good, remove, refix casings, test. | Stack:Take down internal soil stack complete to any dwelling over 2 ne 4 storey and renew with 110mm PVCu pipework complete with all necessary wc branches, bends, offsets, waste bosses, pipes, brackets, access pipes, drain connector terminal and slate if necessary including all cutting and making joints, fixing to any background, remove and refix access panels, duct casings and the like for access, make good to structure and finishes and test and remove waste and debris. | 748.9756
610305 |  | R | N | Y | N | PL | STACK:RENEW INTERNAL 110MM PVCU SOIL STACK | Plumbing | Foul Drainage Above Ground | Soil and Vent Stacks - Internal - PVCu | LM | 30.2412 | Stack:Renew 110mm diameter PVCu length or section of internal soil stack, soil stack, renew or refix clips as necessary, including cut, make joints, make good, remove, refix duct casings and test. | Stack:Renew 110mm diameter PVCu length or section of internal soil stack, remove and refix access panels, duct casings and the like for access, renew or refix clips as necessary including cut and make joints, make good to structure and finishes and test and remove waste and debris. | 30.2412
610307 |  | R | N | N | N | PL | STACK:RENEW INTERNAL PVCU SOIL STACK BRACKETS | Plumbing | Foul Drainage Above Ground | Soil and Vent Stacks - Internal - PVCu | NO | 16.9432 | Stack:Renew 110mm diameter internal PVCu soil stack pipe bracket securely plugged and screwed to any background, make good to structure, finishes remove, refix duct casings and test, remove debris. | Stack:Renew 110mm diameter internal PVCu soil stack pipe bracket securely plugged and screwed to any background, remove and refix access panels, duct casings and the like for access make good to structure and finishes and test and remove waste and debris. | 16.9432
610309 |  | R | N | N | N | PL | STACK:RENEW INTERNAL PVCU WC BRANCH PIPE | Plumbing | Foul Drainage Above Ground | Soil and Vent Stacks - Internal - PVCu | NO | 112.9749 | Stack:Renew 110mm diameter internal PVCu soil stack wc branch pipe with access, connect to pan, including cutting, make joints, bulders work, make good, remove, refix casings, test, remove debris. | Stack:Renew 110mm diameter internal PVCu soil stack wc branch pipe with access, connect to pan, including cutting, making joints, cut holes to walls, make good to structure and finishes and test, remove and refix duct casings and access panels and the like for access and remove waste and debris. | 112.9749
610311 |  | R | N | N | N | PL | STACK:RENEW INTERNAL PVCU OFFSET | Plumbing | Foul Drainage Above Ground | Soil and Vent Stacks - Internal - PVCu | NO | 41.1222 | Stack:Renew 110mm diameter internal PVCu soil offset including cutting and make all necessary joints, make good, remove, refix casings, test, remove waste and debris. | Stack:Renew 110mm diameter internal PVCu soil stack offset including cutting and making all necessary joints, make good to structure and finishes and test, remove and refix duct casings and access panels and the like for access and remove waste and debris. | 41.1222
610313 |  | R | N | N | N | PL | STACK:RENEW INTERNAL PVCU JUNCTION | Plumbing | Foul Drainage Above Ground | Soil and Vent Stacks - Internal - PVCu | NO | 63.3368 | Stack:Renew 110mm diameter internal PVCu soil stack junction with access including cutting and make all necessary joints, make good, remove, refix casings, test, remove waste and debris. | Stack:Renew 110mm diameter internal PVCu soil stack junction with access including cutting and making all necessary joints, make good to structure and finishes test, remove and refix duct casings and access panels and the like for access and remove waste and debris. | 63.3368
610315 |  | R | N | N | N | PL | STACK:RENEW INTERNAL PVCU ACCESS BEND | Plumbing | Foul Drainage Above Ground | Soil and Vent Stacks - Internal - PVCu | NO | 57.9532 | Stack:Renew 110mm diameter internal PVCu soil stack access bend, including cutting and make all necessary joints, make good, remove, refix casings, test, remove waste and debris. | Stack:Renew 110mm diameter internal PVCu soil stack access bend, including cutting and making all necessary joints, make good to structure and finishes and test, remove and refix duct casings and access panels and the like for access and remove waste and debris. | 57.9532
610317 |  | R | N | N | N | PL | STACK:RENEW INTERNAL PVCU ACCESS PIPE | Plumbing | Foul Drainage Above Ground | Soil and Vent Stacks - Internal - PVCu | NO | 52.6531 | Stack:Renew 110mm diameter internal PVCu soil stack access pipe, including cutting and make all necessary joints, make good, remove, refix casings, test, remove waste and debris. | Stack:Renew 110mm diameter internal PVCu soil stack access pipe, including cutting and making all necessary joints, make good to structure and finishes and test, remove and refix duct casings and access panels for access and remove waste and debris. | 52.6531
610319 |  | R | N | N | N | PL | STACK:RENEW INTERNAL PVCU DOUBLE SOCKET | Plumbing | Foul Drainage Above Ground | Soil and Vent Stacks - Internal - PVCu | NO | 53.5323 | Stack:Renew 110mm diameter internal PVCu soil stack double socket, including cutting and make all necessary joints, make good, remove, refix casings, test, remove waste and debris. | Stack:Renew 110mm diameter internal PVCu soil stack double socket, including cutting and making all necessary joints, make good to structure and finishes and test, remove and refix duct casings and access panels and the like for access and remove waste and debris. | 53.5323
610321 |  | R | N | N | N | PL | STACK:RENEW INTERNAL PVCU 110MM BOSS CONNECTOR | Plumbing | Foul Drainage Above Ground | Soil and Vent Stacks - Internal - PVCu | NO | 52.9456 | Stack:Renew 110mm diameter internal PVCu soil stack boss connector, including cutting and make all necessary joints, make good, remove, refix casings, test, remove waste and debris. | Stack:Renew 110mm diameter internal PVCu soil stack boss connector, including cutting and making all necessary joints, make good and test, remove and refix duct casings and access panels and the like for access and remove waste and debris. | 52.9456
610323 |  | R | N | N | N | PL | STACK:RENEW INTERNAL PVCU BOSS ADAPTOR | Plumbing | Foul Drainage Above Ground | Soil and Vent Stacks - Internal - PVCu | NO | 25.5208 | Stack:Renew 32mm or 40mm diameter internal solvent PVCu boss adaptor, including any additional renewal of boss pipe, remove and refix duct casings and access panels and the like for access. | Stack:Renew 32mm or 40mm diameter internal solvent PVCu boss adaptor, including any additional renewal of boss pipe, remove and refix duct casings and access panels and the like for access and remove waste and debris. | 25.5208
610325 |  | R | N | N | N | PL | STACK:REPAIR FRACTURE ON INTERNAL PVCU AT SLAB | Plumbing | Foul Drainage Above Ground | Soil and Vent Stacks - Internal - PVCu | IT | 162.3015 | Stack:Repair fractured internal soil outlet at, slab level, break up slab, repair pipework, fix new pipe or fitting with new clips, remake joints, make good, remove, refix casings, test. | Stack:Repair fractured internal soil outlet at slab level, break up concrete slab, repair pipework fix new PVCu pipe or fitting with new clips, remake all joints, make good walls and floors and test, remove and refix duct casings and access panels and the like for access and remove waste and debris (measured per pipe or fitting). | 162.3015
610327 |  | R | N | N | N | PL | STACK:ACCESS COVER TO EXISTING INTERNAL PVCU STACK | Plumbing | Foul Drainage Above Ground | Soil and Vent Stacks - Internal - PVCu | IT | 80.666 | Stack:Insert or cut into existing internal PVCu, soil stack, fix new proprietary bolted removable access covers and seals, maintain integrity of system, remove and refix duct casings. | Stack:Insert or cut into any existing internal PVCu soil stack and provide and fix new proprietary bolted removable access covers and seals, maintain integrity of existing system by using compatible seals or solvent welding, remove and refix duct casings and access panels and the like for access and remove waste and debris. | 80.666
610329 |  | R | N | N | N | PL | STACK:RENEW PVCU AIR ADMITTANCE VALVE | Plumbing | Foul Drainage Above Ground | Soil and Vent Stacks - Internal - PVCu | IT | 45.558 | Stack:Renew Air Admittance Valve to PVCu internal soil stack including gain access, remove existing and fix new to existing PVC or CI stack including either socket or adaptor as necessary. | Stack:Renew Air Admittance Valve to PVCu internal soil stack including gain access, remove existing and fix new to existing PVC or CI stack including either socket or adaptor as necessary and remove waste and debris. | 45.558
610331 |  | R | N | N | N | PL | STACK:REMAKE JOINT PVCU STACK | Plumbing | Foul Drainage Above Ground | Soil and Vent Stacks - Internal - PVCu | NO | 37.5652 | Stack:Remake ne 100mm diameter PVCu soil stack joint including break joint, clean out and make joint. | Stack:Remake ne 100mm diameter PVCu soil stack joint including break joint, clean out and make joint. | 37.5652
610501 |  | R | N | N | N | PL | STACK:RENEW NE 150MM CAST IRON NE 2M | Plumbing | Foul Drainage Above Ground | Soil and Vent Stacks - Cast Iron - Repairs | NO | 258.959 | Stack:RenewUp to 150mm diameter cast iron soil stack length ne 2m long with existing or new clips or ears including all cutting, remake joints, make good and decorate to match existing. | Stack:Renew upto 150mm diameter cast iron soil stack length ne 2m long with existing or new clips or ears including all cutting, remake joints, make good and decorate to match existing and remove waste and debris. | 258.959
610503 |  | R | N | N | N | PL | STACK:REMAKE JOINT TO CAST IRON STACK | Plumbing | Foul Drainage Above Ground | Soil and Vent Stacks - Cast Iron - Repairs | NO | 57.1341 | Stack:Remake ne 150mm diameter cast iron soil stack joint. | Stack:Remake ne 150mm diameter cast iron soil stack joint. | 57.1341
610505 |  | R | N | N | N | PL | STACK:RENEW CAST IRON OFFSET | Plumbing | Foul Drainage Above Ground | Soil and Vent Stacks - Cast Iron - Repairs | NO | 296.5533 | Stack:Renew ne 150mm diameter offset to cast iron soil stack including remake joints and decorate to match existing and remove waste and debris. | Stack:Renew ne 150mm diameter offset to cast iron soil stack including remake joints and decorate to match existing and remove waste and debris. | 296.5533
610507 |  | R | N | N | N | PL | STACK:RENEW CAST IRON BRANCH | Plumbing | Foul Drainage Above Ground | Soil and Vent Stacks - Cast Iron - Repairs | NO | 319.319 | Stack:Renew ne 150mm diameter branch to cast iron soil stack including remake joints and decorate to match existing and remove waste and debris. | Stack:Renew ne 150mm diameter branch to cast iron soil stack including remake joints and decorate to match existing and remove waste and debris. | 319.319
620101 |  | R | N | N | N | PL | WASTE:RENEW 32MM PIPE AND TRAP BASIN | Plumbing | Waste Pipework and Fittings | Waste Pipework and Fittings - Plastic | NO | 66.3788 | Waste:Renew waste to sink or basin in ne 32mm plastic pipework complete with trap, all fittings, clips, cut or form holes, make good, make all connections to stack, gully or hopperhead, test. | Waste:Renew waste to any sink or basin in ne 32mm plastic pipework complete including trap, all fittings, clips, cut or form holes and make good, make all necessary connections to stack, gully or hopper head and test and remove waste and debris. | 66.3788
620103 |  | R | N | N | N | PL | WASTE:RENEW 40MM PIPE AND TRAP SINK | Plumbing | Waste Pipework and Fittings | Waste Pipework and Fittings - Plastic | NO | 80.7531 | Waste:Renew waste to sink or basin in ne 40mm plastic pipework complete with trap, all fittings, clips, cut or form holes and make good, make all connections to stack, gully or hopperhead, test. | Waste:Renew waste to any sink or basin in ne 40mm plastic pipework complete including trap, all fittings, clips, cut or form holes and make good, make all necessary connections to stack, gully or hopper head and test and remove waste and debris. | 80.7531
620105 |  | R | N | N | N | PL | WASTE:RENEW 40MM PIPE AND TRAP BATH | Plumbing | Waste Pipework and Fittings | Waste Pipework and Fittings - Plastic | NO | 96.8656 | Waste:Renew waste to any bath in ne 40mm plastic pipework complete with trap, all fittings, clips, cut or form holes and make good, make all connections to stack, gully or hopperhead, test. | Waste:Renew waste to any bath in ne 40mm plastic pipework complete including trap, all fittings, clips, cut or form holes and make good, make all necessary connections to stack, gully or hopper head and test and remove waste and debris. | 96.8656
620107 |  | R | N | N | N | PL | WASTE:RENEW 40MM PIPE AND TRAP SHOWER | Plumbing | Waste Pipework and Fittings | Waste Pipework and Fittings - Plastic | NO | 202.7329 | Waste:Renew waste to any shower in ne 40mm plastic pipework complete with sealed trap, all fittings, clips, remove, refix tray, cut, form holes, make good, make all connections, test. | Waste:Renew waste to any shower in ne 40mm plastic pipework complete including sealed trap, all fittings, clips, remove and refix tray, cut and form holes and make good, make all necessary connections to stack, gully or hopper head and test and remove waste and debris. | 202.7329
620109 |  | R | N | N | N | PL | WASTE:RENEW NE 40MM BEND OR CONNECTOR | Plumbing | Waste Pipework and Fittings | Waste Pipework and Fittings - Plastic | NO | 15.4339 | Waste:Renew ne 40mm diameter plastic straight connector or bend, make all necessary joints to waste pipe and trap or stack and test all joints on completion and remove waste and debris. | Waste:Renew ne 40mm diameter plastic straight connector or bend, make all necessary joints to waste pipe and trap or stack and test all joints on completion and remove waste and debris. | 15.4339
620111 |  | R | N | N | N | PL | WASTE:RENEW NE 40MM TEE | Plumbing | Waste Pipework and Fittings | Waste Pipework and Fittings - Plastic | NO | 18.9472 | Waste:Renew ne 40mm diameter plastic tee, make all necessary joints and test on completion and remove waste and debris. | Waste:Renew ne 40mm diameter plastic tee, make all necessary joints and test on completion and remove waste and debris. | 18.9472
620113 |  | R | N | N | N | PL | WASTE:RENEW LEAKING JOINT | Plumbing | Waste Pipework and Fittings | Waste Pipework and Fittings - Plastic | NO | 10.9494 | Waste:Renew joint of waste fitting, including remove and securely refix and make all necessary joints and test on completion and remove waste and debris. | Waste:Renew joint of waste fitting, including remove and securely refix and make all necessary joints and test on completion and remove waste and debris. | 10.9494
620115 |  | R | N | N | N | PL | WASTE:RENEW PLASTIC PIPE CLIP | Plumbing | Waste Pipework and Fittings | Waste Pipework and Fittings - Plastic | NO | 4.1567 | Waste:Renew or supply and fix pipe clip for any diameter plastic pipe including plugging and screwing as necessary. | Waste:Renew or supply and fix pipe clip for any diameter plastic pipe including plugging and screwing as necessary. | 4.1567
620117 |  | R | N | N | N | PL | TRAP:RENEW 32MM SINK OR BASIN TRAP | Plumbing | Waste Pipework and Fittings | Waste Pipework and Fittings - Plastic | NO | 17.7939 | Trap:Renew ne 32mm diameter plastic trap to sink or basin including all adjustments to pipework, make all connections and test on completion and remove waste and debris. | Trap:Renew ne 32mm diameter plastic trap to sink or basin including all adjustments to pipework, make all connections and test on completion and remove waste and debris. | 17.7939
620119 |  | R | N | N | N | PL | TRAP:RENEW 40MM SINK OR BASIN TRAP | Plumbing | Waste Pipework and Fittings | Waste Pipework and Fittings - Plastic | NO | 18.0864 | Trap:Renew ne 40mm diameter plastic trap to sink or basin including all adjustments to pipework, make all connections and test on completion and remove waste and debris. | Trap:Renew ne 40mm diameter plastic trap to sink or basin including all adjustments to pipework, make all connections and test on completion and remove waste and debris. | 18.0864
620121 |  | R | N | N | Y | PL | TRAP:RENEW NE 40MM BATH TRAP | Plumbing | Waste Pipework and Fittings | Waste Pipework and Fittings - Plastic | NO | 25.0897 | Trap:Renew ne 40mm diameter plastic trap to bath including all adjustments to pipework, make all connections and test on completion and remove waste and debris. | Trap:Renew ne 40mm diameter plastic trap to bath including all adjustments to pipework, make all connections and test on completion and remove waste and debris. | 25.0897
620123 |  | R | N | N | N | PL | TRAP:RENEW NE 40MM SHOWER TRAP | Plumbing | Waste Pipework and Fittings | Waste Pipework and Fittings - Plastic | NO | 121.4052 | Trap:Renew ne 40mm diameter plastic sealed trap to shower including all adjustments to pipework, make all connections, remove and refix tray and test and remove waste and debris. | Trap:Renew ne 40mm diameter plastic sealed trap to shower including all adjustments to pipework, make all connections, remove and refix tray and test and remove waste and debris. | 121.4052
620131 |  | R | N | N | N | PL | PIPE:RENEW 32MM WASTE | Plumbing | Waste Pipework and Fittings | Waste Pipework and Fittings - Plastic | LM | 24.9294 | Pipe:Renew any pipe with 32mm plastic waste pipe with all brackets, connections, bends, tees etc, cut/form holes and make good, make all necessary connections to stack, gulley or hopper head and test. | Pipe:Renew any pipe with 32mm plastic waste pipe complete with all brackets, connections, bends, tees etc., cut/form holes and make good, make all necessary connections to stack, gulley or hopper head and test and remove waste and debris. | 24.9294
620133 |  | R | N | N | N | PL | PIPE:RENEW 40MM WASTE | Plumbing | Waste Pipework and Fittings | Waste Pipework and Fittings - Plastic | LM | 26.0175 | Pipe:Renew any pipe with 40mm plastic waste pipe with all brackets, connections, bends, tees etc, cut/form holes and make good, make all necessary connections to stack, gulley or hopper head and test. | Pipe:Renew any pipe with 40mm plastic waste pipe complete with all brackets, connections, bends, tees etc., cut/form holes and make good, make all necessary connections to stack, gulley or hopper head and test and remove waste and debris. | 26.0175
620135 |  | R | N | N | N | PL | PIPE:RENEW 50MM WASTE | Plumbing | Waste Pipework and Fittings | Waste Pipework and Fittings - Plastic | LM | 33.1342 | Pipe:Renew any pipe with 50mm plastic waste pipe with all brackets, connections, bends, tees etc, cut/form holes and make good, make all necessary connections to stack, gulley or hopper head and test. | Pipe:Renew any pipe with 50mm plastic waste pipe complete with all brackets, connections, bends, tees etc., cut/form holes and make good, make all necessary connections to stack, gulley or hopper head and test and remove waste and debris. | 33.1342
620137 |  | R | N | N | N | PL | PIPE:PROVIDE CAPPED END | Plumbing | Waste Pipework and Fittings | Waste Pipework and Fittings - Plastic | NO | 9.5855 | Pipe:Provide capped end to any UPVC waste pipe ne 63mm diameter. | Pipe:Provide capped end to any UPVC waste pipe ne 63mm diameter. | 9.5855
620139 |  | R | N | Y | N | PL | PIPE:REMOVE REDUNDANT WASTE | Plumbing | Waste Pipework and Fittings | Waste Pipework and Fittings - Plastic | NO | 8.4038 | Pipe:Remove any type and size of redundant waste pipe including all fittings, make good finishes and remove waste and debris. | Pipe:Remove any type and size of redundant waste pipe including all fittings, make good finishes and remove waste and debris. | 8.4038
620307 |  | U | N | N | Y | PL | WASTE:REPAIR LEAK ON COPPER WASTE | Plumbing | Waste Pipework and Fittings | Waste Pipework and Fittings - Copper | NO | 15.469 | Waste:Repair leaking joint(s) to any copper waste fitting including remove and refix and all adjustments to pipework/fittings as necessary. | Waste:Repair leaking joint(s) to any copper waste fitting including remove and refix and all adjustments to pipework/fittings as necessary. | 15.469
620501 |  | E | Y | N | Y | PL | STACK:CLEAR BLOCKAGE NE 2 STOREY | Plumbing | Waste Pipework and Fittings | Soil/Waste Pipe Blockages | IT | 63.32 | Stack:Clear blockage from soil stack ne 2 storey including gain access, remove and refix any duct covers, rod, flush out and test and remove waste and debris from site on completion. | Stack:Clear blockage from soil stack ne 2 storey including gain access, remove and refix any duct covers, rod, flush out and test and remove waste and debris from site on completion. | 63.32
620503 |  | E | Y | N | Y | PL | STACK:CLEAR BLOCKAGE 2-4 STOREY | Plumbing | Waste Pipework and Fittings | Soil/Waste Pipe Blockages | IT | 94.2486 | Stack:Clear blockage from soil stack over 2, ne 4 storey including gain access, remove and refix any duct covers, rod, flush out and test and remove waste and debris from site on completion. | Stack:Clear blockage from soil stack over 2, ne 4 storey including gain access, remove and refix any duct covers, rod, flush out and test and remove waste and debris from site on completion. | 94.2486
620505 |  | E | Y | N | Y | PL | BATH:CLEAR BLOCKAGE TO WASTE | Plumbing | Waste Pipework and Fittings | Soil/Waste Pipe Blockages | NO | 25.9738 | Bath:Clear blockage to waste fitting, pipe or trap, flush out and test, remove and refix any access panels etc., as necessary, remove debris on completion and make good any finishes disturbed. | Bath:Clear blockage to waste fitting, pipe or trap, flush out and test, remove and refix any access panels etc., as necessary, remove debris on completion and make good any finishes disturbed. | 25.9738
620507 |  | E | Y | N | Y | PL | BASIN OR SINK:CLEAR BLOCKAGE | Plumbing | Waste Pipework and Fittings | Soil/Waste Pipe Blockages | NO | 15.469 | Basin or Sink:Clear blockage to waste fitting, pipe or trap, flush out and test, remove and refix any access panels etc. as necessary, remove debris on completion, make good any finishes disturbed. | Basin or Sink:Clear blockage to waste fitting, pipe or trap, flush out and test, remove and refix any access panels etc., as necessary, remove debris on completion and make good any finishes disturbed. | 15.469
620509 |  | E | N | N | Y | PL | WASHING MACHINE:CLEAR BLOCKED WASTE | Plumbing | Waste Pipework and Fittings | Soil/Waste Pipe Blockages | NO | 11.9673 | Washing Machine:Clear blockage to waste pipe or trap, flush out and test, remove and refix any access panels etc., as necessary, remove debris on completion and make good any finishes disturbed. | Washing Machine:Clear blockage to waste pipe or trap, flush out and test, remove and refix any access panels etc., as necessary, remove debris on completion and make good any finishes disturbed. | 11.9673
620513 |  | E | Y | N | Y | PL | WC PAN:CLEAR BLOCKAGE INCLUDING REMOVE | Plumbing | Waste Pipework and Fittings | Soil/Waste Pipe Blockages | NO | 44.9444 | WC Pan:Clear blockage to wc pan including remove refix pan, remake all joints, flush out and test, remove, refix any access panels etc, remove debris on completion, make good any finishes disturbed. | WC Pan:Clear blockage to WC pan including remove and refix pan and remake all joints, flush out and test, remove and refix any access panels etc., as necessary, remove debris on completion and make good any finishes disturbed. | 44.9444
620515 |  | U | N | N | Y | PL | SHOWER:CLEAR BLOCKAGE INCLUDING REMOVE | Plumbing | Waste Pipework and Fittings | Soil/Waste Pipe Blockages | NO | 29.4754 | Shower:Clear blockage to shower including remove/refix tray, flush out test, remove and refix any access panels etc., as necessary, remove debris on completion and make good any finishes disturbed. | Shower:Clear blockage to shower including remove/refix tray, flush out test, remove and refix any access panels etc., as necessary, remove debris on completion and make good any finishes disturbed. | 29.4754
620517 |  | E | Y | N | Y | PL | MACERATOR:CLEAR BLOCKAGE | Plumbing | Waste Pipework and Fittings | Soil/Waste Pipe Blockages | NO | 44.9444 | Macerator:Clear blockage to macerator and associated pipework, disconnect/reconnect electricity, pipework, remove and refix access panels, remove debris, flush out and test, make good. | Macerator:Clear blockage to macerator and associated pipework, disconnect/reconnect electricity supply, disconnect/reconnect pipework supply as necessary, remove and refix access panels to macerator, remove debris, flush out and test, remove and refix any pipework ducting across panels etc., as necessary, make good any finishes disturbed. | 44.9444
630101 |  | R | N | Y | N | PL | SINK TOP:RENEW SINGLE DRAINER TOP - TAPS | Plumbing | Fittings, Equipment and Appliances for Services | Sinks | NO | 334.0276 | Sink Top:Renew with any size/type stainless steel single drainer sink top complete with taps, waste, plug, chain, trap, service valves, make all connections, splashback, sealant, crossbond, test. | Sink Top:Renew with any size and type stainless steel single drainer sink top complete with new taps and waste fittings, reconnect to existing supply pipework including any adjustments and provide new service valves if not already installed, complete with new plug and chain, renew plastic trap and make all connections, make good existing or provide 300mm high glazed tile splashback fixed with adhesive including all labours, silicone sealant between splashback and fitting, crossbond and test and remove waste and debris. | 334.0276
630102 |  | R | N | Y | N | PL | SINK TOP:RENEW SINGLE DRAINER TOP - MIXER | Plumbing | Fittings, Equipment and Appliances for Services | Sinks | NO | 355.5673 | Sink Top:Renew with any size/type stainless steel single drainer sink top complete with mixer, waste, plug, chain, trap, service valves, make all connections, splashback, sealant, crossbond, test. | Sink Top:Renew with any size and type stainless steel single drainer sink top complete with new mixer taps and waste fittings, reconnect to existing supply pipework including any adjustments and provide new service valves if not already installed, complete with new plug and chain, renew plastic trap and make all connections, make good existing or provide 300mm high glazed tile splashback fixed with adhesive including all labours, silicone sealant between splashback and fitting, crossbond and test and remove waste and debris. | 355.5673
630103 |  | R | N | Y | N | PL | SINK TOP:RENEW DOUBLE DRAINER TOP - TAPS | Plumbing | Fittings, Equipment and Appliances for Services | Sinks | NO | 411.2924 | Sink Top:Renew with any size/type stainless steel double drainer sink top complete with taps, waste, plug, chain, trap, service valves, make all connections, splashback, sealant, crossbond, test. | Sink Top:Renew any with size and type stainless steel double drainer sink top complete with new taps and waste fittings, reconnect to existing supply pipework and provide new service valves if not already installed, including any adjustments, complete with new plug and chain, renew plastic trap and make all connections, make good existing or provide 300mm high glazed tile splashback fixed with adhesive including all labours, silicone sealant between splashback and fitting, crossbond and test and remove waste and debris. | 411.2924
630104 |  | R | N | Y | N | PL | SINK TOP:RENEW DOUBLE DRAINER TOP - MIXER | Plumbing | Fittings, Equipment and Appliances for Services | Sinks | NO | 432.8321 | Sink Top:Renew with any size/type stainless steel double drainer sink top complete with mixer, waste, plug, chain, trap, service valves, make all connections, splashback, sealant, crossbond, test. | Sink Top:Renew any with size and type stainless steel double drainer sink top complete with new mixer taps and waste fittings, reconnect to existing supply pipework and provide new service valves if not already installed, including any adjustments, complete with new plug and chain, renew plastic trap and make all connections, make good existing or provide 300mm high glazed tile splashback fixed with adhesive including all labours, silicone sealant between splashback and fitting, crossbond and test and remove waste and debris. | 432.8321
630105 |  | R | N | Y | N | PL | SINK UNIT:RENEW SINGLE DRAINER TOP TAPS BASE UNIT | Plumbing | Fittings, Equipment and Appliances for Services | Sinks | NO | 618.2166 | Sink Unit:Renew with any size/type stainless steel single drainer sink top and base unit, new taps waste fittings, connect to pipework, valves,chain, trap, splashback, sealant, crossbond, test. | Sink Unit:Renew with any size and type stainless steel single drainer sink top and base unit complete with new taps and waste fittings, reconnect to existing supply pipework including any adjustments and provide new service valves if not already installed, complete with new plug and chain, renew plastic trap and make all connections, make good existing or provide 300mm high glazed tile splashback fixed with adhesive including all labours, silicone sealant between splashback and fitting, crossbond and test and remove waste and debris. | 618.2166
630106 |  | R | N | Y | N | PL | SINK UNIT:RENEW SINGLE DRAINER TOP MIXER BASE UNIT | Plumbing | Fittings, Equipment and Appliances for Services | Sinks | NO | 639.7563 | Sink Unit:Renew with any size/type stainless steel single drainer sink top and base unit, new mixer, waste fittings, connect to pipework, valves,chain, trap, splashback, sealant, crossbond, test. | Sink Unit:Renew with any size and type stainless steel single drainer sink top and base unit complete with new mixer taps and waste fittings, reconnect to existing supply pipework including any adjustments and provide new service valves if not already installed, complete with new plug and chain, renew plastic trap and make all connections, make good existing or provide 300mm high glazed tile splashback fixed with adhesive including all labours, silicone sealant between splashback and fitting, crossbond and test and remove waste and debris. | 639.7563
630107 |  | U | N | N | Y | PL | SINK TOP:REFIX ANY LOOSE SINK TOP | Plumbing | Fittings, Equipment and Appliances for Services | Sinks | NO | 55.5162 | Sink Top:Refix any type and size of loose sink top including disconnect, remove and refix taps, pipework and fittings as necessary, remake silicone sealant joints and crossbond. | Sink Top:Refix any type and size of loose sink top including disconnect, remove and refix taps, pipework and fittings as necessary, remake silicone sealant joints and crossbond and remove waste and debris. | 55.5162
630109 |  | U | N | N | Y | PL | SINK:RENEW PLUG AND CHAIN | Plumbing | Fittings, Equipment and Appliances for Services | Sinks | NO | 9.2614 | Sink:Renew rubber plug and chain to sink and securely fix to and including new stud or backplate as necessary. | Sink:Renew rubber plug and chain to sink and securely fix to and including new stud or backplate as necessary. | 9.2614
630111 |  | R | N | N | N | PL | SINK:RENEW NE 42MM CP WASTE | Plumbing | Fittings, Equipment and Appliances for Services | Sinks | NO | 24.5983 | Sink:Renew ne 42mm cp waste fitting including disconnect trap, fix new waste fitting, plug and chain and reconnect trap including all adjustments to pipework as necessary and test. | Sink:Renew ne 42mm chrome plated waste fitting including disconnect trap, fix new waste fitting, plug and chain and reconnect trap including all adjustments to pipework as necessary and test and remove waste and debris. | 24.5983
630113 |  | R | N | N | N | PL | SINK:RENEW NE 42MM CP COMBINED WASTE | Plumbing | Fittings, Equipment and Appliances for Services | Sinks | NO | 36.4336 | Sink:Renew ne 42mm cp waste and combined overflow including disconnect trap, fix new waste fitting, overflow, plug and chain and reconnect trap, adjustment to pipework as necessary, test. | Sink:Renew ne 42mm chrome plated waste and combined overflow including disconnect trap, fix new waste fitting, overflow, plug and chain and reconnect trap including adjustment to pipework as necessary and test and remove waste and debris. | 36.4336
630115 |  | R | N | N | N | PL | SINK:REFIX OR RENEW CANTILEVER BRACKETS | Plumbing | Fittings, Equipment and Appliances for Services | Sinks | NO | 63.2347 | Sink:Refix or renew cantilever brackets to any size or type of fireclay sink including disconnect and remove/refix sink if required and reconnect all pipework, all necessary plugging, make good. | Sink:Refix or renew cantilever brackets to any size or type of fireclay sink including disconnect and remove/refix sink if required and reconnect all pipework and all necessary plugging and making good and remove waste and debris. | 63.2347
630117 |  | R | N | Y | N | PL | SINK TOP:RENEW SINGLE DRAINER DEEP BOWL TOP TAPS | Plumbing | Fittings, Equipment and Appliances for Services | Sinks - Deep Bowl | NO | 323.7901 | Sink Top:Renew with any size/type stainless steel deep bowl single drainer sink top with taps, waste, plug, chain, trap, service valves, make all connections, splashback, sealant, crossbond, test. | Sink Top:Renew with any size/type stainless steel deep bowl single drainer sink top complete with new taps and waste fittings, reconnect to existing supply pipework and provide new service valves if not already installed, including any adjustments, complete with new plug and chain, renew plastic trap, make all connections, make good existing or provide 300mm high glazed tile splashback fixed with adhesive including all labours, silicone sealant between splashback and fitting and crossbond, test, adjust sink base unit to accommodate deep bowl and trap and remove waste and debris. | 323.7901
630119 |  | R | N | Y | N | PL | SINK TOP:RENEW DOUBLE DRAINER DEEP BOWL TOP TAPS | Plumbing | Fittings, Equipment and Appliances for Services | Sinks - Deep Bowl | NO | 396.6674 | Sink Top:Renew with any size/type stainless steel deep bowl double drainer sink top with taps, waste, plug, chain, trap, service valves, make all connections, splashback, sealant, crossbond, test. | Sink Top:Renew any with size/type stainless steel deep bowl double drainer sink top complete with new taps and waste fittings, reconnect to existing supply pipework and provide new service valves if not already installed, including any adjustments, complete with new plug and chain, renew plastic trap, make all connections, make good existing or provide 300mm high glazed tile splashback fixed with adhesive including all labours, silicone sealant between splashback and fitting and crossbond, test, adjust sink base unit to accommodate deep bowl and trap and remove waste and debris. | 396.6674
630121 |  | R | N | Y | N | PL | SINK UNIT:RENEW SINGLE DRAINER DEEP TOP TAPS BASE | Plumbing | Fittings, Equipment and Appliances for Services | Sinks - Deep Bowl | NO | 579.9664 | Sink Unit:Renew with any size/type stainless steel deep bowl single drainer sink top and base unit, new taps, waste fittings, pipework, valves,chain, trap, splashback, sealant, crossbond, test. | Sink Unit:Renew with any size/type stainless steel deep bowl single drainer sink top and base unit complete with new taps and waste fittings, connect to existing supply pipework including any adjustments and provide new service valves if not already installed, complete with new plug and chain, renew plastic trap make all connections, make good existing or provide 300mm high glazed tile splashback fixed with adhesive including all labours, silicone sealant between splashback and fitting, crossbond and test and remove waste and debris. | 579.9664
630141 |  | R | N | Y | N | PL | SINK TOP:RENEW SINGLE DRAINER DEEP BOWL TOP MIXER | Plumbing | Fittings, Equipment and Appliances for Services | Sinks - Deep Bowl | NO | 376.2529 | Sink Top:Renew with any size/type stainless steel deep bowl single drainer sink top with mixer, waste, plug, chain, trap, service valves, make all connections, splashback, sealant, crossbond, test. | Sink Top:Renew with any size/type stainless steel deep bowl single drainer sink top complete with new mixer tap and waste fittings, reconnect to existing supply pipework and provide new service valves if not already installed, including any adjustments, complete with new plug and chain, renew plastic trap, make all connections, make good existing or provide 300mm high glazed tile splashback fixed with adhesive including all labours, silicone sealant between splashback and fitting and crossbond, test, adjust sink base unit to accommodate deep bowl and trap and remove waste and debris. | 376.2529
630143 |  | R | N | Y | N | PL | SINK TOP:RENEW DOUBLE DRAINER DEEP BOWL TOP MIXER | Plumbing | Fittings, Equipment and Appliances for Services | Sinks - Deep Bowl | NO | 456.4661 | Sink Top:Renew with any size/type stainless steel deep bowl double drainer sink top with mixer, waste, plug, chain, trap, service valves, make all connections, splashback, sealant, crossbond, test. | Sink Top:Renew any with size/type stainless steel deep bowl double drainer sink top complete with new mixer tap and waste fittings, reconnect to existing supply pipework and provide new service valves if not already installed, including any adjustments, complete with new plug and chain, renew plastic trap, make all connections, make good existing or provide 300mm high glazed tile splashback fixed with adhesive including all labours, silicone sealant between splashback and fitting and crossbond, test, adjust sink base unit to accommodate deep bowl and trap and remove waste and debris. | 456.4661
630145 |  | R | N | Y | N | PL | SINK UNIT:RENEW SINGLE DRAINER DEEP TOP MIXER BASE | Plumbing | Fittings, Equipment and Appliances for Services | Sinks - Deep Bowl | NO | 601.5061 | Sink Unit:Renew with any size/type stainless steel deep bowl single drainer sink top and base unit, new mixer, waste fittings, pipework, valves,chain, trap, splashback, sealant, crossbond, test. | Sink Unit:Renew with any size/type stainless steel deep bowl single drainer sink top and base unit complete with new mixer tap and waste fittings, connect to existing supply pipework including any adjustments and provide new service valves if not already installed, complete with new plug and chain, renew plastic trap make all connections, make good existing or provide 300mm high glazed tile splashback fixed with adhesive including all labours, silicone sealant between splashback and fitting, crossbond and test and remove waste and debris. | 601.5061
630147 |  | R | N | Y | N | PL | SINK:OVERHAUL | Plumbing | Fittings, Equipment and Appliances for Services | Sinks | IT | 40.196 | Sink:Overhaul any type of kitchen sinktop, disconnect/reconnect, dismantle, service, re-assemble taps, waste, overflow etc., remake joints, resecure waste, sink to base unit, clean sink, make good. | Sink:Overhaul any type of kitchen sinktop, disconnect, dismantle, service, reassemble, and reconnect taps, waste outlet, overflow etc. as necessary, remake joint to waste trap, resecure waste, resecure sink to base unit, renew silicone sealant, clean sink, make good all works disturbed and test that sink is performing satisfactorily. | 40.196
630149 |  | R | N | Y | N | PL | SINK:DISCONNECT AND REMOVE | Plumbing | Fittings, Equipment and Appliances for Services | Sinks | IT | 20.3161 | Sink:Remove sink and sink base unit complete, disconnect, seal off all supply and waste pipework, make good to all wall and floor finishes, remove waste and debris (sink and unit not being renewed). | Sink:Remove sink and sink base unit complete, disconnect and seal off all supply and waste pipework, make good to all wall and floor finishes and remove waste and debris (sink and unit not being renewed). | 20.3161
630201 |  | R | N | Y | N | PL | SINK TOP:SUPPLY INSET TAPS | Plumbing | Fittings, Equipment and Appliances for Services | Sink Tops - Inset | NO | 254.6916 | Sink Top:Fix 508x935mm stainless steel inset single bowl single drainer sink top, with taps, waste, plug, chain, trap, service valves, make all connections, splashback, sealant, crossbond, test. | Sink Top:Supply and fix 508x935mm stainless steel inset sink top, single bowl and single drainer complete with new taps and waste fitting, including cut out work top, sink, connect to existing supply pipework and provide new service valves if not already installed, including any adjustments, complete with new plug and chain, provide plastic waste trap and pipework, make all connections, silicone sealant between sink top and work top, crossbond and test and remove waste and debris. | 254.6916
630203 |  | R | N | Y | N | PL | SINK TOP:RENEW INSET WITH TAPS | Plumbing | Fittings, Equipment and Appliances for Services | Sink Tops - Inset | NO | 240.685 | Sink Top:Renew with 508x935mm stainless steel inset single bowl single drainer sink top, with taps, waste, plug, chain, trap, service valves, make all connections, sealant, crossbond, test. | Sink Top:Renew with 508x935mm stainless steel inset sink top, single bowl and single drainer complete with new taps and waste fitting, reconnect to existing supply pipework and provide new service valves if not already installed, including any adjustments, complete with new plug and chain, renew plastic waste trap, make all connections, renew silicone sealant between sink top and work top, crossbond and test and remove waste and debris. | 240.685
630211 |  | R | N | Y | N | PL | SINK TOP:SUPPLY DEEP BOWL INSET TAPS | Plumbing | Fittings, Equipment and Appliances for Services | Sink Tops - Deep Bowl Inset | NO | 273.3999 | Sink Top:Fix 508x935mm stainless steel inset single deep bowl single drainer sink top, with taps, waste, plug, chain, trap, service valves, make all connections, splashback, sealant, crossbond, test. | Sink Top:Supply and fix 508x935mm stainless steel inset sink top, single deep bowl and single drainer complete with new taps and waste fitting, including cut out work top for sink, connect to existing supply pipework and provide new service valves if not already installed, including any adjustments, complete with new plug and chain, provide plastic waste trap and pipework, make all connections, silicone sealant between sink top and work top, crossbond, test, adjust sink base unit to accommodate deep bowl and trap and remove waste and debris. | 273.3999
630213 |  | R | N | Y | N | PL | SINK TOP:RENEW WITH DEEP BOWL INSET TAPS | Plumbing | Fittings, Equipment and Appliances for Services | Sink Tops - Deep Bowl Inset | NO | 245.9968 | Sink Top:Renew with 508x935mm stainless steel single deep bowl single drainer sink top, with taps, waste, plug, chain, trap, service valves, make all connections, splashback, sealant, crossbond, test. | Sink Top:Renew with 508x935mm stainless steel inset sink top, single deep bowl and single drainer complete with new taps and waste fitting, reconnect to existing supply pipework and provide new service valves if not already installed, including any adjustments, complete with new plug and chain, renew plastic waste trap, make all connections, renew silicone sealant between sinktop and worktop, top, crossbond, test, adjust sink base unit to accommodate deep bowl and trap and remove waste and debris. | 245.9968
630221 |  | R | N | Y | N | PL | SINK TOP:SUPPLY INSET MIXER | Plumbing | Fittings, Equipment and Appliances for Services | Sink Tops - Inset | NO | 276.2313 | Sink Top:Fix 508x935mm stainless steel inset single bowl single drainer sink top, with mixer, waste, plug, chain, trap, service valves, make all connections, splashback, sealant, crossbond, test. | Sink Top:Supply and fix 508x935mm stainless steel inset sink top, single bowl and single drainer complete with new mixer tap and waste fitting, including cut out work top, sink, connect to existing supply pipework and provide new service valves if not already installed, including any adjustments, complete with new plug and chain, provide plastic waste trap and pipework, make all connections, silicone sealant between sink top and work top, crossbond and test and remove waste and debris. | 276.2313
630223 |  | R | N | Y | N | PL | SINK TOP:RENEW INSET WITH MIXER | Plumbing | Fittings, Equipment and Appliances for Services | Sink Tops - Inset | NO | 262.2247 | Sink Top:Renew with 508x935mm stainless steel inset single bowl single drainer sink top, with mixer, waste, plug, chain, trap, service valves, make all connections, sealant, crossbond, test. | Sink Top:Renew with 508x935mm stainless steel inset sink top, single bowl and single drainer complete with new mixer tap and waste fitting, reconnect to existing supply pipework and provide new service valves if not already installed, including any adjustments, complete with new plug and chain, renew plastic waste trap, make all connections, renew silicone sealant between sink top and work top, crossbond and test and remove waste and debris. | 262.2247
630231 |  | R | N | Y | N | PL | SINK TOP:SUPPLY DEEP BOWL INSET MIXER | Plumbing | Fittings, Equipment and Appliances for Services | Sink Tops - Deep Bowl Inset | NO | 294.9396 | Sink Top:Fix 508x935mm stainless steel inset single deep bowl single drainer sink top, with mixer, waste, plug, chain, trap, service valves, make all connections, splashback, sealant, crossbond, test. | Sink Top:Supply and fix 508x935mm stainless steel inset sink top, single deep bowl and single drainer complete with new mixer taps and waste fitting, including cut out work top for sink, connect to existing supply pipework and provide new service valves if not already installed, including any adjustments, complete with new plug and chain, provide plastic waste trap and pipework, make all connections, silicone sealant between sink top and work top, crossbond, test, adjust sink base unit to accommodate deep bowl and trap and remove waste and debris. | 294.9396
630233 |  | R | N | Y | N | PL | SINK TOP:RENEW WITH DEEP BOWL INSET MIXER | Plumbing | Fittings, Equipment and Appliances for Services | Sink Tops - Deep Bowl Inset | NO | 280.933 | Sink Top:Renew with 508x935mm stainless steel single deep bowl single drainer sink top, with mixer, waste, plug, chain, trap, service valves, make all connections, splashback, sealant, crossbond, test | Sink Top:Renew with 508x935mm stainless steel inset sink top, single deep bowl and single drainer complete with new mixer taps and waste fitting, reconnect to existing supply pipework and provide new service valves if not already installed, including any adjustments, complete with new plug and chain, renew plastic waste trap, make all connections, renew silicone sealant between sinktop and worktop, top, crossbond, test, adjust sink base unit to accommodate deep bowl and trap and remove waste and debris. | 280.933
630301 |  | R | N | Y | N | PL | SINK UNIT:REMOVE SINK TOP AND RENEW 1M BASE TAPS | Plumbing | Fittings, Equipment and Appliances for Services | Sink Base Units | NO | 393.9163 | Sink Unit:Remove stainless steel sink top and set aside, renew 1000mm long sink base unit, refix and reconnect existing sink top, valves, renew taps, sealant, remake connections, crossbond, test. | Sink Unit:Remove stainless steel sink top and set aside, renew 1000mm long sink base unit scribed and securely plugged to wall, refix and reconnect existing sink top and provide new service valves if not already installed, renew taps, silicone sealant between splashback and fitting and crossbond, remake connections to existing supply and waste pipework, test and make good plaster or tiled finishes on completion and remove waste and debris. | 393.9163
630303 |  | R | N | Y | N | PL | SINK UNIT:REMOVE SINK TOP RENEW 1.2M BASE TAPS | Plumbing | Fittings, Equipment and Appliances for Services | Sink Base Units | NO | 443.9488 | Sink Unit:Remove stainless steel sink top and set aside, renew 1200mm long sink base unit, refix and reconnect existing sink top, valves, renew taps, sealant, remake connections, crossbond, test. | Sink Unit:Remove stainless steel sink top and set aside, renew 1200mm long sink base unit scribed and securely plugged to wall, refix and reconnect existing sink top and provide new service valves if not already installed, renew taps, silicone sealant between splashback and fitting, crossbond, remake connections to existing supply and waste pipework, test and make good plaster or tiled finishes on completion and remove waste and debris. | 443.9488
630305 |  | R | N | Y | N | PL | SINK UNIT:REMOVE SINK TOP RENEW 1.5M BASE TAPS | Plumbing | Fittings, Equipment and Appliances for Services | Sink Base Units | NO | 515.7668 | Sink Unit:Remove stainless steel sink top and set aside, renew 1500mm long sink base unit, refix and reconnect existing sink top, valves, renew taps, sealant, remake connections, crossbond, test. | Sink Unit:Remove stainless steel sink top and set aside, renew 1500mm long sink base unit scribed and securely plugged to wall, refix and reconnect existing sink top and provide new service valves if not already installed, renew taps, silicone sealant between splashback and fitting, crossbond, remake connections to existing supply and waste pipework, test and make good plaster or tiled finishes on completion and remove waste and debris. | 515.7668
630311 |  | R | N | Y | N | PL | SINK UNIT:REMOVE SINK TOP AND RENEW 1M BASE MIXER | Plumbing | Fittings, Equipment and Appliances for Services | Sink Base Units | NO | 415.456 | Sink Unit:Remove stainless steel sink top and set aside, renew 1000mm long sink base unit, refix and reconnect existing sink top, valves, new mixer, sealant, remake connections, crossbond, test. | Sink Unit:Remove stainless steel sink top and set aside, renew 1000mm long sink base unit scribed and securely plugged to wall, refix and reconnect existing sink top and provide new service valves if not already installed, renew with mixer taps, silicone sealant between splashback and fitting, crossbond, remake connections to existing supply and waste pipework, test and make good plaster or tiled finishes on completion and remove waste and debris. | 415.456
630313 |  | R | N | Y | N | PL | SINK UNIT:REMOVE SINK TOP RENEW 1.2M BASE MIXER | Plumbing | Fittings, Equipment and Appliances for Services | Sink Base Units | NO | 465.4885 | Sink Unit:Remove stainless steel sink top and set aside, renew 1200mm long sink base unit, refix and reconnect existing sink top, valves, new mixer, sealant, remake connections, crossbond, test. | Sink Unit:Remove stainless steel sink top and set aside, renew 1200mm long sink base unit scribed and securely plugged to wall, refix and reconnect existing sink top and provide new service valves if not already installed, renew with mixer taps, silicone sealant between splashback and fitting, crossbond, remake connections to existing supply and waste pipework, test and make good plaster or tiled finishes on completion and remove waste and debris. | 465.4885
630315 |  | R | N | Y | N | PL | SINK UNIT:REMOVE SINK TOP RENEW 1.5M BASE MIXER | Plumbing | Fittings, Equipment and Appliances for Services | Sink Base Units | NO | 537.3065 | Sink Unit:Remove stainless steel sink top and set aside, renew 1500mm long sink base unit, refix and reconnect existing sink top, valves, new mixer, sealant, remake connections, crossbond, test. | Sink Unit:Remove stainless steel sink top and set aside, renew 1500mm long sink base unit scribed and securely plugged to wall, refix and reconnect existing sink top and provide new service valves if not already installed, renew with mixer taps, silicone sealant between splashback and fitting, crossbond, remake connections to existing supply and waste pipework, test and make good plaster or tiled finishes on completion and remove waste and debris. | 537.3065
630501 |  | U | N | Y | N | PL | WC SUITE:RENEW LOW LEVEL WITH PLASTIC CISTERN | Plumbing | Fittings, Equipment and Appliances for Services | WC Suites | NO | 329.0096 | WC Suite:Renew wc suite complete with pan, 6 litre plastic low level cistern, service valve, make flush, soil pipe joints with Easy-Fit connectors, test all joints, plastic seat and lid. | WC Suite:Renew wc suite complete with vitreous china pan fixed with brass or non-ferrous screws to floor including any necessary plugging, 6 litre plastic low level cistern plugged to wall, with overflow syphon, silencer pipe, float handle and ball valve, 32mm diameter flush pipe, wc cone, reconnect to existing supply and overflow pipework and provide new service valve if not already installed, make flush pipe and soil pipe joints with and including 'Easy-Fit' connectors and test all joints and fix new plastic seat and lid to pan and remove waste and debris. | 329.0096
630503 |  | U | N | Y | N | PL | WC SUITE:RENEW LOW LEVEL WITH CHINA CISTERN | Plumbing | Fittings, Equipment and Appliances for Services | WC Suites | NO | 386.2811 | WC Suite:Renew wc suite complete with pan, 6 litre china low level cistern, service valve, make flush, soil pipe joints with Easy-Fit connectors, test all joints, plastic seat and lid. | WC Suite:Renew wc suite complete with vitreous china pan fixed with brass or non-ferrous screws to floor including any necessary plugging, 6 litre vitreous china low level cistern plugged to wall, with overflow syphon, silencer pipe, float handle and ball valve, 32mm diameter flush pipe, wc cone, reconnect to existing supply and overflow pipework and provide new service valve if not already installed, make flush pipe and soil pipe joints with and including 'Easy-Fit' connectors and test all joints and fix new plastic seat and lid to pan and remove waste and debris. | 386.2811
630505 |  | U | N | Y | N | PL | WC SUITE:RENEW HIGH LEVEL WITH PLASTIC CISTERN | Plumbing | Fittings, Equipment and Appliances for Services | WC Suites | NO | 357.79 | WC Suite:Renew wc suite complete with pan, 6 litre plastic high level cistern, service valve, make flush, soil pipe joints with Easy-Fit connectors, test all joints, plastic seat and lid. | WC Suite:Renew wc suite complete with vitreous china pan fixed with brass or non-ferrous screws to floor including any necessary plugging, 6 litre plastic high level cistern plugged to wall, with overflow syphon, silencer pipe, float, pull chain and ball valve, 32mm diameter flush pipe, wc cone, reconnect to existing supply and overflow pipework and provide new service valve if not already installed, make flush pipe and soil pipe joints with and including 'Easy-Fit' connectors and test all joints and fix new plastic plastic seat and lid to pan and remove waste and debris. | 357.79
630507 |  | U | N | Y | N | PL | WC SUITE:RENEW HIGH LEVEL WITH CHINA CISTERN | Plumbing | Fittings, Equipment and Appliances for Services | WC Suites | NO | 415.0615 | WC Suite:Renew wc suite complete with pan, 6 litre china high level cistern, service valve, make flush, soil pipe joints with Easy-Fit connectors, test all joints, plastic seat and lid. | WC Suite:Renew wc suite complete with vitreous china pan fixed with brass or non-ferrous screws to floor including any necessary plugging, 6 litre vitreous china high level cistern plugged to wall, with overflow syphon, silencer pipe, float, pull chain and ball valve, 32mm diameter flush pipe, wc cone, reconnect existing supply and overflow pipework and provide new service valve if not already installed, make flush pipe and soil pipe joints with and including 'Easy-Fit' connectors and test all joints and fix new plastic seat and lid to pan and remove waste and debris. | 415.0615
630509 |  | U | N | Y | N | PL | WC SUITE:RENEW CLOSE COUPLED | Plumbing | Fittings, Equipment and Appliances for Services | WC Suites | NO | 335.9126 | WC Suite:Renew vitreous china close coupled wc suite with pan 6 litre china cistern, service valve, make soil pipe joint with Easy-Fit connector, test, plastic seat and lid to pan. | WC Suite:Renew vitreous china close coupled wc suite with pan fixed with brass or non-ferrous screws to floor, including any necessary plugging, 6 litre vitreous china cistern plugged to wall with overflow, syphon, silencer pipe, float, handle and ball valve, reconnect to existing supply and overflow pipework and provide new service valve if not already installed, make soil pipe joint with and including 'Easy-Fit' connector and test all joints, fix new plastic seat and lid to pan and remove waste and debris. | 335.9126
630511 |  | U | N | Y | N | PL | WC PAN:RENEW COMPLETE | Plumbing | Fittings, Equipment and Appliances for Services | WC Suites | NO | 221.4238 | WC Pan:Renew wc pan fixed to floor, including any plugging, renew wc cone, remake flush pipe and soil pipe joints with Easy-Fit connectors, fix new plastic seat and lid to pan, make good. | WC Pan:Renew wc pan fixed with brass or non-ferrous screws to floor, including any plugging, renew wc cone, remake flush pipe and soil pipe joints with and including 'Easy-Fit' connectors, fix new plastic seat and lid to pan, make good to all wall and floor finishes and remove waste and debris. | 221.4238
630513 |  | U | N | N | Y | PL | WC PAN:RENEW SEAT COMPLETE | Plumbing | Fittings, Equipment and Appliances for Services | WC Suites | NO | 31.7169 | WC Pan:Renew single or double flap seat and bracket to wc pan and remove waste and debris. | WC Pan:Renew single or double flap seat and bracket to wc pan and remove waste and debris. | 31.7169
630514 |  | R | N | Y | N | PL | WC SUITE:REMOVE COMPLETE | Plumbing | Fittings, Equipment and Appliances for Services | WC Suites | NO | 52.1534 | WC Suite:Remove WC suite complete including disconnect pan and cistern, seal off soil pipe connection, cut back, seal off pipework, make good, and remove waste and debris (wc suite not being renewed). | WC Suite:Remove WC suite complete including disconnect pan and seal off soil pipe connection, disconnect cistern cut back and seal off supply and overflow pipework, make good existing sub floor and make good to all wall and floor finishes and remove waste and debris (wc suite not being renewed). | 52.1534
630516 |  | U | N | N | Y | PL | WC PAN:OVERHAUL ANY TYPE | Plumbing | Fittings, Equipment and Appliances for Services | WC Suites | NO | 70.2348 | WC Pan:Overhaul any type of pan, renew seat and cover, seat hinges, refix seat, refix pan, renew flush pipe, renew wc cone and flush pipe joint, remake connections, leave wc pan in working order. | WC Pan:Overhaul any type of pan, if necessary renew seat and cover, seat hinges, refix seat, refix pan if loose, renew flush pipe, renew wc cone and flush pipe joint, remake outlet or soil pipe connection with cement/sand or 'Easy-Fit' connector or rubber wc gasket, test for leaks on completion and leave wc pan in working order. | 70.2348
630518 |  | U | N | N | Y | PL | WC PAN:RENEW DEMENTIA FRIENDLY SEAT COMPLETE | Plumbing | Fittings, Equipment and Appliances for Services | WC Suites | NO | 49.5594 | WC Pan:Renew single or double flap dementia friendly seat and bracket to wc pan and remove waste and debris. | WC Pan:Renew single or double flap dementia friendly seat and bracket to wc pan and remove waste and debris. | 49.5594
630521 |  | U | N | N | Y | PL | WC PAN:RENEW FLUSH PIPE | Plumbing | Fittings, Equipment and Appliances for Services | WC Suites | NO | 18.414 | WC Pan:Renew 32mm diameter low or high level flush pipe, make joint to pan with new cone and to cistern and remove waste and debris. | WC Pan:Renew 32mm diameter low or high level flush pipe, make joint to pan with new cone and to cistern and remove waste and debris. | 18.414
630533 |  | R | N | Y | N | PL | WC CISTERN:RENEW LOW LEVEL PLASTIC | Plumbing | Fittings, Equipment and Appliances for Services | WC Suites | NO | 71.1574 | WC Cistern:Renew with 6 litre plastic low level cistern complete plugged to wall reconnect existing supply overflow and flush pipework, service valve, test and make good to all finishes. | WC Cistern:Renew with 6 litre plastic low level cistern plugged and screwed securely to wall with overflow, syphon, silencer pipe, float, handle and ballvalve, reconnect existing supply overflow and flush pipework and provide new service valve if not already installed, test on completion and make good all finishes and remove waste and debris. | 71.1574
630535 |  | R | N | Y | N | PL | WC CISTERN:RENEW LOW LEVEL CHINA | Plumbing | Fittings, Equipment and Appliances for Services | WC Suites | NO | 131.9306 | WC Cistern:Renew with 6 litre china low level cistern complete plugged to wall reconnect existing supply overflow and flush pipework, service valve, test and make good to all finishes. | WC Cistern:Renew with 6 litre vitreous china low level cistern plugged and screwed securely to wall with overflow, syphon, silencer pipe, float, handle and ballvalve, reconnect existing supply overflow and flush pipework and provide new service valve if not already installed, test on completion and make good all finishes and remove waste and debris. | 131.9306
630537 |  | R | N | Y | N | PL | WC CISTERN:RENEW HIGH LEVEL PLASTIC | Plumbing | Fittings, Equipment and Appliances for Services | WC Suites | NO | 85.164 | WC Cistern:Renew with 6 litre plastic high level cistern complete plugged to wall reconnect existing supply overflow and flush pipework, service valve, test and make good to all finishes. | WC Cistern:Renew with 6 litre plastic high level cistern on existing brackets, with overflow, syphon, silencer pipe, float, handle and chain and ballvalve, reconnect existing supply overflow and flush pipework and provide new service valve if not already installed, test on completion and make good all finishes and remove waste and debris. | 85.164
630539 |  | R | N | Y | N | PL | WC CISTERN:RENEW HIGH LEVEL CHINA | Plumbing | Fittings, Equipment and Appliances for Services | WC Suites | NO | 145.937 | WC Cistern:Renew with 6 litre china high level cistern complete plugged to wall reconnect existing supply overflow and flush pipework, service valve, test and make good to all finishes. | WC Cistern:Renew with 6 litre vitreous china high level cistern on existing brackets, with overflow, syphon, silencer pipe, float, handle and chain and ballvalve, reconnect existing supply, overflow and flush pipework and provide new service valve if not already installed, test on completion and make good all finishes and remove waste and debris. | 145.937
630541 |  | R | N | Y | N | PL | WC CISTERN:RENEW HIGH WITH LOW PLASTIC | Plumbing | Fittings, Equipment and Appliances for Services | WC Suites | NO | 87.4537 | WC Cistern:Renew wc high level cistern with 6 litre plastic wc low level cistern plugged to wall reconnect existing supply overflow and flush pipework, service valve, test and make good. | WC Cistern:Renew wc high level cistern with 6 litre plastic wc low level cistern plugged and screwed securely to wall, with overflow, syphon, silencer pipe, float, handle and ballvalve, reconnect existing supply, overflow and flush pipework including any necessary adjustments and provide new service valve if not already installed, test on completion and make good all finishes and remove waste and debris. | 87.4537
630543 |  | R | N | Y | N | PL | WC CISTERN:RENEW HIGH WITH LOW CHINA | Plumbing | Fittings, Equipment and Appliances for Services | WC Suites | NO | 148.227 | WC Cistern:Renew wc high level cistern with 6 litre china wc low level cistern plugged to wall reconnect existing supply overflow and flush pipework, service valve, test and make good. | WC Cistern:Renew wc high level cistern with 6 litre vitreous china wc low level cistern plugged and screwed securely to wall, with overflow, syphon, silencer pipe, float, handle and ballvalve, reconnect existing supply, overflow and flush pipework including any necessary adjustments and provide new service valve if not already installed, test on completion and make good all finishes and remove waste and debris. | 148.227
630545 |  | U | N | N | Y | PL | WC CISTERN:REFIX INCLUDING RENEW BRACKET | Plumbing | Fittings, Equipment and Appliances for Services | WC Suites | NO | 38.8271 | WC Cistern:Refix any wc cistern, turn off/on supply, disconnect, reconnect pipework, replug to wall, remove existing and fix new brackets and refix cistern, test and make good to all finishes. | WC Cistern:Refix any wc cistern, including turn off water supply, disconnect and make all necessary connections to pipework and replug securely to wall, including remove existing and fix new brackets and refix cistern, turn on water supply, test and make good all finishes and remove waste and debris. | 38.8271
630559 |  | U | N | N | Y | PL | WC CISTERN:RENEW OVERFLOW | Plumbing | Fittings, Equipment and Appliances for Services | WC Suites | NO | 64.3646 | WC Cistern:Renew polypropylene overflow pipe to cistern, disconnect, remove existing overflow pipe fit new overflow pipe, including fittings, clips, cut and make good holes and finishes as necessary. | WC Cistern:Renew polypropylene overflow pipe to cistern, disconnect and remove existing defective overflow pipe and fit new overflow pipe, including fittings, clips, cut and make good holes and finishes as necessary and remove waste and debris. | 64.3646
630571 |  | U | Y | N | Y | PL | WC CISTERN:OVERHAUL ANY TYPE | Plumbing | Fittings, Equipment and Appliances for Services | WC Suites | IT | 46.7616 | WC Cistern:Overhaul any type of cistern, if necessary renew any parts including lid, remake joints, including turn off/on water supply, test on completion and leave cistern in working order. | WC Cistern:Overhaul any type of cistern, if necessary renew diaphragm, linkage adjustment, water level, rewasher, reseat etc., renew float, renew ballvalve, repair leak on flush pipe, tighten flush pipe nut and check flushing operation, repair leak to overflow, including renew overflow connector, renew flushing arm and lever assembly to low level wc pull chain and handle to high level wc cistern, cistern flushing syphon and remake joints, including turn off water supply reinstate water supply and test on completion and leave cistern in working order and remove waste and debris. | 46.7616
630573 |  | U | Y | N | Y | PL | WC CISTERN/PAN:OVERHAUL ANY TYPE | Plumbing | Fittings, Equipment and Appliances for Services | WC Suites | IT | 88.9028 | WC Cistern/Pan:Overhaul any type of wc suite, renew, overhaul or refix any parts, remake connections, check flushing operation, repair leaks, test, wc suite in working order, remove waste and debris. | WC Cistern/Pan:Overhaul any type of wc suite, if necessary renew seat and cover, seat hinges, refix seat, refix pan if loose, renew flush pipe, renew wc cone and flush pipe joint, remake outlet or soil pipe connection with cement/sand or 'Easy-Fit' connector or rubber wc gasket, renew diaphram, linkage adjustment, water level, rewasher, reseat etc., renew float, renew ballvalve, repair leak on flush pipe, tighten flush pipe nut and check flushing operation, repair leak to overflow, including renew overflow connector, renew flushing arm and lever assembly to low level wc pull chain and handle to high level wc cistern, cistern flushing syphon and remake joints, including turn off water supply reinstate water supply and test on completion and leave wc suite in working order and remove waste and debris. | 88.9028
630601 |  | R | N | Y | N | PL | MACERATOR:RENEW OR INSTALL 5M | Plumbing | Fittings, Equipment and Appliances for Services | Macerators | IT | 617.3259 | Macerator:Supply/install or renew proprietary macerator system to wc suite, 20AMP DP fused switch, all cabling, mini trunking, RCBO/MCB and RCD, pipework to SVP ne 5m, test, make good. | Macerator:Supply and install proprietary macerator system to sanitary fittings, connect to electrical supplies including provision of 20 AMP double pole fused switch connection unit with flexible cabling, cable with mini trunking to consumer unit, provide RCBO or MCB and RCD protection, provide and install small bore pipework from macerator to soil and vent stack, up to 5m run, connect to wc suite including adaptor, fill, test and undertake electrical tests, make good finishes and remove waste and debris. | 617.3259
630603 |  | R | N | Y | N | PL | MACERATOR:RENEW OR INSTALL 10M | Plumbing | Fittings, Equipment and Appliances for Services | Macerators | IT | 662.2504 | Macerator:Supply/install or renew proprietary macerator system to wc suite, 20AMP DP fused switch, all cabling, mini trunking, RCBO/MCB and RCD, pipework to SVP ne 10m, test, make good. | Macerator:Supply and install proprietary macerator system to sanitary fittings, connect to electrical supplies including provision of 20 AMP double pole fused switch connection unit with flexible cabling, cable with mini trunking to consumer unit, provide RCBO or MCB and RCD protection, provide and install small bore pipework from macerator to soil and vent stack, over 5m and upto 10m run, connect to wc suite including adaptor, fill, test and undertake electrical tests, make good finishes and remove waste and debris. | 662.2504
630605 |  | U | Y | N | Y | PL | MACERATOR:OVERHAUL ANY TYPE | Plumbing | Fittings, Equipment and Appliances for Services | Macerators | IT | 47.8694 | Macerator:Overhaul any type of macerator in accordance with manufacturers technical data sheet, disconnect/reconnect electricity supply, flush out, test and remove waste and debris. | Macerator:Overhaul any type of macerator in accordance with manufacturers technical data sheet, disconnect/reconnect electricity supply, flush out, test and remove waste and debris. | 47.8694
630701 |  | R | N | Y | N | PL | BASIN:RENEW ON BRACKETS COMPLETE TAPS | Plumbing | Fittings, Equipment and Appliances for Services | Wash Hand Basins | NO | 259.5521 | Basin:Renew wash hand basin size ne 560x406mm complete with brackets, taps, waste, service valves,chain, trap, make all connections, test, splashback, silicone sealant, crossbond. | Basin:Renew vitreous china wash hand basin size ne 560x406mm complete with brackets, new taps and waste fitting, reconnect existing supply pipework including any adjustments, provide new service valves if not already installed, complete with new plug and chain, plastic trap, connect to waste and test all joints, make good existing or fix new 300mm high glazed wall tile splashback fixed with adhesive including all labours, silicone sealant between splashback and basin, crossbond and remove waste and debris. | 259.5521
630703 |  | R | N | Y | N | PL | BASIN:RENEW COMPLETE WITH PEDESTAL TAPS | Plumbing | Fittings, Equipment and Appliances for Services | Wash Hand Basins | NO | 285.902 | Basin:Renew wash hand basin size ne 560x406mm complete with pedestal, taps, waste, service valves,chain, trap, make all connections, test, splashback, silicone sealant, crossbond. | Basin:Renew vitreous china wash hand basin size ne 560x406mm complete with pedestal, new taps and waste fitting, reconnect existing supply pipework including any adjustments, provide new service valves if not already installed, complete with new plug and chain, plastic trap, connect to waste and test all joints, make good existing or fix new 300mm high glazed wall tile splashback fixed with adhesive including all rounded edges and labours, silicone sealant between splashback and basin, crossbond and remove waste and debris. | 285.902
630705 |  | R | N | Y | N | PL | BASIN:RENEW PEDESTAL ONLY | Plumbing | Fittings, Equipment and Appliances for Services | Wash Hand Basins | NO | 96.0851 | Basin:Renew any wash hand basin pedestal, turn water off and on, remove, refix wash hand basin renew pedestal, reconnect to pipework, service valves, sealant, make good crossbond. | Basin:Renew any vitreous china wash hand basin pedestal including turn water off and on, remove existing wash hand basin and renew pedestal, refix basin and reconnect to supply and waste pipework, provide new service valves if not already installed, renew silicone sealant to splashback, make good all finishes and crossbond and remove waste and debris. | 96.0851
630707 |  | U | N | N | Y | PL | BASIN:DISCONNECT AND REMOVE | Plumbing | Fittings, Equipment and Appliances for Services | Wash Hand Basins | NO | 37.3646 | Basin:Remove basin including brackets or pedestal complete, disconect and seal off pipework, and remove waste and debris. | Basin:Remove basin including brackets or pedestal complete, disconnect and seal off supply and waste pipework and make good to all wall and floor finishes and remove waste and debris (wash hand basin not being renewed). | 37.3646
630713 |  | U | N | N | Y | PL | BASIN:REFIX WASH HAND BASIN | Plumbing | Fittings, Equipment and Appliances for Services | Wash Hand Basins | NO | 52.0764 | Basin:Refix wash hand basin, turn off water and on disconnect, refix basin onto bracket, renew brackets if necessary, make connections, services valves, and test all joints, remake crossbond. | Basin:Refix wash hand basin, turn off water supply disconnect and refix basin onto bracket and make all necessary connections, provide new services valves if not already installed, reinstate water supply and test all joints, remake crossbond and remove waste and debris. | 52.0764
630714 |  | R | N | Y | N | PL | BASIN:OVERHAUL | Plumbing | Fittings, Equipment and Appliances for Services | Wash Hand Basins | IT | 31.2739 | Basin:Overhaul any type of wash hand basin, as necessary, refix to brackets or pedestal, sealant to splashback/vanity unit, reseat, overhaul waste/overflow, clean trap, overhaul taps or mixers. | Basin:Overhaul any type of wash-hand basin and pedestal, disconnect, dismantle, service, reassemble and reconnect taps, waste outlet, overflow etc. as necessary, resecure basin to brackets or pedestal, resecure pedestal, remake joint to waste trap, resecure waste, renew silicone sealant, clean basin and pedestal, make good all works disturbed and test that basin is performing satisfactorily. | 31.2739
630715 |  | U | N | N | Y | PL | BASIN:RENEW PLUG AND CHAIN | Plumbing | Fittings, Equipment and Appliances for Services | Wash Hand Basins | NO | 5.7596 | Basin:Renew rubber plug and chain to basin and secure to stud. | Basin:Renew rubber plug and chain to basin and secure to stud. | 5.7596
630717 |  | R | N | N | N | PL | BASIN:RENEW CP WASTE FITTING | Plumbing | Fittings, Equipment and Appliances for Services | Wash Hand Basins | NO | 29.6143 | Basin:Renew 32mm chromium plated waste fitting to wash hand basin, complete with plug and chain, bed and fix new waste and make connection to trap, and test all newly made joints on completion. | Basin:Renew 32mm chromium plated waste fitting to wash hand basin, complete with plug and chain, bed and fix new waste and make connection to trap and test all newly made joints on completion and remove waste and debris. | 29.6143
630718 |  | R | N | N | N | PL | BASIN:RENEW CP SWIVEL WASTE FITTING | Plumbing | Fittings, Equipment and Appliances for Services | Wash Hand Basins | NO | 27.3562 | Basin:Renew 32mm chromium plated swivel waste fitting to wash hand basin, bed and fix new waste and make connection to trap, and test all newly made joints on completion, and remove waste and debris. | Basin:Renew 32mm chromium plated swivel waste fitting to wash hand basin, bed and fix new waste and make connection to trap, and test all newly made joints on completion, and remove waste and debris. | 27.3562
630719 |  | R | N | N | N | PL | BASIN:RENEW CP POP-UP WASTE | Plumbing | Fittings, Equipment and Appliances for Services | Wash Hand Basins | NO | 43.0761 | Basin:Renew 32mm chromium plated pop-up waste fitting to basin, with rod cover, fixing rod, bed, fix new waste, make connection to trap, connect pop-up fitting, test, remove/refix pedestal. | Basin:Renew 32mm chromium plated pop-up waste fitting to wash hand basin, complete with rod cover and fixing rod, bed and fix new waste and make connection to trap, connect pop-up fitting and test all newly made joints on completion, including remove and refix pedestal as necessary. | 43.0761
630721 |  | U | N | N | Y | PL | BASIN:OVERHAUL CP POP-UP WASTE | Plumbing | Fittings, Equipment and Appliances for Services | Wash Hand Basins | NO | 29.7849 | Basin:Overhaul 32mm chromium plated pop-up waste fitting to basin, renew any parts, rebed, remake connection to trap, reconnect pop-up fitting and test, remove and refix pedestal. | Basin:Overhaul 32mm chromium plated pop-up waste fitting to wash hand basin, including renewing rod, cover, fixing rod or connection nut, rebed as necessary, remake connection to trap, reconnect pop-up fitting and test all newly made joints on completion, including remove and refix pedestal as necessary. | 29.7849
630731 |  | R | N | Y | N | PL | BASIN:RENEW ON BRACKETS COMPLETE MIXERS | Plumbing | Fittings, Equipment and Appliances for Services | Wash Hand Basins | NO | 292.7032 | Basin:Renew wash hand basin size ne 560x406mm complete with brackets, mixer, waste, service valves,chain, trap, make all connections, test, splashback, silicone sealant, crossbond. | Basin:Renew vitreous china wash hand basin size ne 560x406mm complete with brackets, new mixer taps and waste fitting, reconnect existing supply pipework including any adjustments, provide new service valves if not already installed, complete with new plug and chain, plastic trap, connect to waste and test all joints, make good existing or fix new 300mm high glazed wall tile splashback fixed with adhesive including all labours, silicone sealant between splashback and basin, crossbond and remove waste and debris. | 292.7032
630733 |  | R | N | Y | N | PL | BASIN:RENEW COMPLETE WITH PEDESTAL MIXER | Plumbing | Fittings, Equipment and Appliances for Services | Wash Hand Basins | NO | 319.0533 | Basin:Renew wash hand basin size ne 560x406mm complete with pedestal, mixer, waste, service valves,chain, trap, make all connections, test, splashback, silicone sealant, crossbond. | Basin:Renew vitreous china wash hand basin size ne 560x406mm complete with pedestal, new mixer taps and waste fitting, reconnect existing supply pipework including any adjustments, provide new service valves if not already installed, complete with new plug and chain, plastic trap, connect to waste and test all joints, make good existing or fix new 300mm high glazed wall tile splashback fixed with adhesive including all rounded edges and labours, silicone sealant between splashback and basin, crossbond and remove waste and debris. | 319.0533
630801 |  | R | N | N | N | PL | WALL:REMOVE AND REFIX WASHBASIN IN ASSOCIATION | Specialist Treatments | Fungus and Beetle Eradication and DPC Works | Plumbing Works | IT | 73.8933 | Wall:Remove, set aside, store and later refix washbasin and any pedestal in conjunction with specialist treatment works, turn water off/on, splashback, sealant, crossbond, make good. | Wall:Remove, set aside, store and later refix washbasin and any pedestal in conjunction with specialist treatment works, turn water off/on, disconnect and reconnect and provide new service valves if not already installed, adjust, extend pipe stubs, connect with new fittings, make good or fix new tile splashback, renew sealant, crossbond and make good all wall and floor finishes and remove waste and debris. | 73.8933
630901 |  | R | N | Y | N | PL | BATH:RENEW 1700MM STEEL WITH TAPS | Plumbing | Fittings, Equipment and Appliances for Services | Baths | NO | 631.3047 | Bath:Renew upto 1700mm heavy duty steel bath complete with taps, waste, plug, chain, trap service valves, bath panels, splashback, silicone sealant, make all connections, crossbond, test. | Bath:Renew upto 1700mm heavy duty vitreous enamel steel bath complete with new taps or mixer and waste fitting, reconnect existing supply pipework including any adjustments, provide new service valves if not already installed, complete with new plug and chain, plastic trap, connect to waste pipework, 4.8mm self finished hardboard bath panels screwed with chromium plated dome headed screws to and including 38x50mm softwood framing, angle trim, make good existing or renew 300mm high glazed wall tile splashback fixed with adhesive including all labours, silicone sealant between splashback and bath, and crossbond, and remove waste and debris. | 631.3047
630909 |  | R | N | Y | N | PL | BATH:RENEW 1700MM ACRYLIC WITH TAPS | Plumbing | Fittings, Equipment and Appliances for Services | Baths | NO | 537.568 | Bath:Renew upto 1700mm long 8mm thick Acrylic bath complete with taps, waste, plug, chain, service valves, bath panels, splashback, silicone sealant, connections, crossbond, test. | Bath:Renew 8mm thick Acrylic bath upto 1700mm long complete with new taps and waste fitting, reconnect existing supply pipework including any adjustments, provide new service valves if not already installed, complete with new plug and chain, plastic trap, connect to waste pipework, supply and fix new acrylic bath panels to match including proprietary fixings, make good existing or renew 300mm high glazed wall tile splashback fixed with adhesive including all labours, silicone sealant between splashback and bath and crossbond and remove waste and debris. | 537.568
630917 |  | R | N | N | N | PL | BATH:REMOVE AND REFIX FOR OTHER SERVICE PROVIDER'S | Plumbing | Fittings, Equipment and Appliances for Services | Baths | NO | 107.3869 | Bath:Remove and refix bath after access for other Contractors, remove+refix panels, framing, skirting, drain+refill system, disconnect, reconnect all pipework, service valves, test, sealant, make good | Bath:Remove and later refix any bath after access for other Provider's including remove and refix panels, framing, skirting, drain and refill system, disconnect and reconnect all pipework as necessary and provide new service valves if not already installed and test, renew silicone sealant, make good wall tiling and all finishes disturbed and crossbond and remove waste and debris. | 107.3869
630919 |  | U | N | N | Y | PL | BATH:RENEW PLUG AND CHAIN | Plumbing | Fittings, Equipment and Appliances for Services | Baths | NO | 5.7596 | Bath:Renew plug and chain to bath and securely fix to stud or overflow fitting. | Bath:Renew plug and chain to bath and securely fix to stud or overflow fitting. | 5.7596
630921 |  | R | N | N | N | PL | BATH:RENEW 42MM CP WASTE | Plumbing | Fittings, Equipment and Appliances for Services | Baths | NO | 51.9277 | Bath:Renew 42mm chromium plated waste fitting to bath complete with plug and chain, reconnect to trap and overflow, test, remove/refix bath panel framing and skirting etc. as required for access. | Bath:Renew 42m chromium plated waste fitting to bath complete with plug and chain, reconnect to trap and overflow and test, remove and refix bath panel and framing and skirting etc. as required for access and remove waste and debris. | 51.9277
630923 |  | R | N | N | N | PL | BATH:RENEW 42MM CP WASTE OVERFLOW | Plumbing | Fittings, Equipment and Appliances for Services | Baths | NO | 96.9608 | Bath:Renew 42mm chromium plated waste and overflow fitting to bath with plug and chain, remove/refix bath, panel, framing etc, bed, fix, connect new waste and overflow, test, make good, renew sealant. | Bath:Renew 42mm chromium plated waste and overflow fitting to bath complete with plug and chain, including remove and securely refix bath, panel, framing, skirting etc., bed and fix new waste and overflow and make connection to trap and test, make good all finishes disturbed and renew silicone joint sealant to bath. | 96.9608
630925 |  | R | N | N | N | PL | BATH:REGRIND AND REPOLISH NE 1800MM | Plumbing | Fittings, Equipment and Appliances for Services | Baths | NO | 351 | Bath:Prepare, regrind and repolish completely any steel or cast iron bath ne 1800mm long, including removing and refixing all fittings etc. | Bath:Prepare, regrind and repolish completely any steel or cast iron bath ne 1800mm long, including removing and refixing all fittings etc. | 351
630927 |  | R | N | N | N | PL | BATH:TOUCH UP CHIP | Plumbing | Fittings, Equipment and Appliances for Services | Baths | IT | 117 | Bath:Prepare and touch up chip to any steel or cast iron bath including removing and refixing all fittings as necessary. | Bath:Prepare and touch up chip to any steel or cast iron bath including removing and refixing all fittings as necessary. | 117
630929 |  | R | N | N | N | PL | BATH:RE-ENAMEL | Plumbing | Fittings, Equipment and Appliances for Services | Baths | IT | 93.6 | Bath:Prepare, grind,re-enamel and repolish completely any steel or cast iron bath, including removing/refixing all fittings etc. | Bath:Prepare, grind, re-enamel and repolish completely any steel or cast iron bath. | 93.6
630931 |  | R | N | N | N | PL | BATH:RENEW 42MM CP POP-UP WASTE | Plumbing | Fittings, Equipment and Appliances for Services | Baths | NO | 43.4505 | Bath:Renew 42mm chromium plated pop-up waste to bath complete with rod, cover and fixing rod, bed fix, connect waste, connect pop-up fitting, test, remove/refix bath panel, framing, etc for access. | Bath:Renew 42mm chromium plated pop-up waste fitting to bath complete with rod, cover and fixing rod, bed and fix new waste and make connection to trap, connect pop-up fitting and test all newly made joints on completion, remove and refix bath panel, framing, skirting etc. as required for access and remove waste and debris. | 43.4505
630933 |  | R | N | N | N | PL | BATH:RENEW 42MM CP POP-UP WASTE OVERFLOW | Plumbing | Fittings, Equipment and Appliances for Services | Baths | NO | 82.55 | Bath:Renew 42mm chromium plated waste and overflow to bath complete with rod, cover and fixing rod, bed fix, connect waste and pop-up fitting, test, remove/refix bath panel, framing, etc for access. | Bath:Renew 42mm chromium plated waste and overflow fitting to bath complete with rod, cover and fixing rod, bed and fix new waste and make connection to trap, connect pop-up fitting and test all newly made joints on completion, remove and refix bath panel, framing, skirting etc. as required for access, make good all finishes disturbed and renew silicone joint sealant to bath and remove waste and debris. | 82.55
630935 |  | U | N | N | Y | PL | BATH:OVERHAUL CP POP-UP WASTE | Plumbing | Fittings, Equipment and Appliances for Services | Baths | NO | 29.7849 | Bath:Overhaul 42mm chromium plated pop-up waste fitting to bath, renew any parts, rebed, remake connection to trap, reconnect pop-up fitting, test, remove/refix bath panel, etc for access. | Bath:Overhaul 42mm chromium plated pop-up waste fitting to bath, including renewing rod, cover, fixing rod or connection nut, rebed as necessary, remake connection to trap, reconnect pop-up fitting and test all newly made joints on completion, remove and refix bath panel, framing, skirting etc. as required for access. | 29.7849
630937 |  | R | N | Y | N | PL | BATH:RENEW 1700MM STEEL WITH SHOWER MIXER | Plumbing | Fittings, Equipment and Appliances for Services | Baths | NO | 666.6757 | Bath:Renew upto 1700mm heavy duty steel bath complete with shower mixer, waste, plug, chain, trap service valves, bath panels, splashback, silicone sealant, make all connections, crossbond, test. | Bath:Renew upto 1700mm heavy duty vitreous enamel steel bath complete with new shower mixer taps and waste fitting, reconnect existing supply pipework including any adjustments, provide new service valves if not already installed, complete with new plug and chain, plastic trap, connect to waste pipework, 4.8mm self finished hardboard bath panels screwed with chromium plated dome headed screws to and including 38x50mm softwood framing, angle trim, make good existing or renew 300mm high glazed wall tile splashback fixed with adhesive including all labours, silicone sealant between splashback and bath, and crossbond, and remove waste and debris. | 666.6757
630939 |  | R | N | Y | N | PL | BATH:RENEW 1700MM ACRYLIC WITH SHOWER MIXER | Plumbing | Fittings, Equipment and Appliances for Services | Baths | NO | 555.0262 | Bath:Renew upto 1700mm long 8mm thick Acrylic bath complete with shower mixer, waste, plug, chain, service valves, bath panels, splashback, silicone sealant, connections, crossbond, test. | Bath:Renew 8mm thick Acrylic bath upto 1700mm long complete with new shower mixer taps and waste fitting, reconnect existing supply pipework including any adjustments, provide new service valves if not already installed, complete with new plug and chain, plastic trap, connect to waste pipework, supply and fix new acrylic bath panels to match including proprietary fixings, make good existing or renew 300mm high glazed wall tile splashback fixed with adhesive including all labours, silicone sealant between splashback and bath and crossbond and remove waste and debris. | 555.0262
630941 |  | R | N | Y | N | PL | BATH:RENEW 1700MM STEEL SHOWER MIXER - WET AREA | Plumbing | Fittings, Equipment and Appliances for Services | Baths | NO | 900.6555 | Bath:Renew upto 1700mm heavy duty steel bath complete with shower mixer, waste, plug, chain, trap service valves, bath panels, wet area tiling, silicone sealant, make all connections, crossbond, test. | Bath:Renew upto 1700mm heavy duty vitreous enamel steel bath complete with new shower mixer taps and waste fitting, reconnect existing supply pipework including any adjustments, provide new service valves if not already installed, complete with new plug and chain, plastic trap, connect to waste pipework, 4.8mm self finished hardboard bath panels screwed with chromium plated dome headed screws to and including 38x50mm softwood framing, angle trim, make good existing or renew glazed wall tile splashback and wet area tiling fixed with adhesive including all labours, silicone sealant between splashback and wet area tiling and bath and crossbond and remove waste and debris. | 900.6555
630943 |  | R | N | Y | N | PL | BATH:RENEW 1700MM ACRYLIC SHOWER MIXER - WET AREA | Plumbing | Fittings, Equipment and Appliances for Services | Baths | NO | 788.3057 | Bath:Renew upto 1700mm long 8mm thick Acrylic bath complete with shower mixer, waste, plug, chain, service valves, bath panels, wet area tiling, silicone sealant, connections, crossbond, test. | Bath:Renew 8mm thick Acrylic bath upto 1700mm complete with new shower mixer taps and waste fitting, reconnect existing supply pipework including any adjustments, provide new service valves if not already installed, complete with new plug and chain, plastic trap, connect to waste pipework, 4.8mm self finished hardboard bath panels screwed with chromium plated dome headed screws to and including 38x50mm softwood framing, angle trim, make good existing or renew glazed wall tile splashback and wet area tiling fixed with adhesive including all labours, silicone sealant between splashback and wet area tiling and bath and crossbond and remove waste and debris. | 788.3057
630945 |  | R | N | Y | N | PL | BATH:OVERHAUL | Plumbing | Fittings, Equipment and Appliances for Services | Baths | IT | 50.9348 | Bath:Overhaul any type of bath, as necessary, refix to cradle, remove/refix bath panels, sealant, reseat, reconnect, overhaul waste/overflow, clean trap, overhaul taps or mixers, test, crossbond. | Bath:Overhaul any type of bath, disconnect, dismantle, service, reassemble and reconnect taps, waste outlet, overflow etc. as necessary, resecure bath to cradle, remake joint to waste trap, resecure waste, renew silicone sealant, resecure bath panels, clean bath, make good all works disturbed and test that bath is performing satisfactorily. | 50.9348
630947 |  | R | N | Y | N | PL | BATH:DISCONNECT AND REMOVE | Plumbing | Fittings, Equipment and Appliances for Services | Baths | NO | 58.5632 | Bath:Remove bath including panels and framing complete, disconnect, seal off supply and waste pipework, make good to all wall and floor finishes and remove waste and debris (bath not being renewed). | Bath:Remove bath including panels and framing complete, disconnect and seal off supply and waste pipework and make good to all wall and floor finishes and remove waste and debris (bath not being renewed). | 58.5632
630949 |  | R | N | N | N | PL | BATH:ROTATE EXISTING THROUGH 180 DEGREES | Plumbing | Fittings, Equipment and Appliances for Services | Baths | IT | 205.399 | Bath:Rotate bath by 180 degrees and refix, including remove and refix panels, framing, skirting, drain and refill system, disconnect, reconnect all pipework, service valves, test, sealant, make good. | Bath:Remove, rotate by 180 degrees and refix any bath including remove and refix panels, framing, skirting, drain and refill system, disconnect and reconnect all pipework as necessary and provide new service valves if not already installed, test, renew silicone sealant, make good wall tiling and all finishes disturbed, crossbond and remove waste and debris. | 205.399
631101 |  | R | N | Y | N | PL | SHOWER TRAY:RENEW FIRECLAY COMPLETE | Plumbing | Fittings, Equipment and Appliances for Services | Shower Trays | NO | 337.9498 | Shower Tray:Renew shower tray with ne 830x830x180mm glazed fireclay shower tray, anti-slip finish with cp waste, connect to waste pipe, seal joint, make good, refix rails, doors etc. | Shower Tray:Renew shower tray with ne 830x830x180mm glazed fireclay shower tray, anti-slip finish with chromium plated waste, make necessary connections to waste pipe, seal joint between tray and wall with silicone sealant and make good all finishes, refix any shower rails, curtains or doors removed for access and remove waste and debris. | 337.9498
631103 |  | R | N | Y | N | PL | SHOWER TRAY:RENEW ACRYLIC COMPLETE | Plumbing | Fittings, Equipment and Appliances for Services | Shower Trays | NO | 258.7561 | Shower Tray:Renew shower tray with ne 830x830x260mm acrylic shower tray, anti-slip finish with cp waste, connect to waste pipe, seal joint, make good, refix rails, doors etc. | Shower Tray:Renew shower tray with ne 830x830x260mm acrylic shower tray, anti-slip finish with chromium plated waste, make necessary connections to waste pipe, seal joint between tray and wall with silicone sealant and make good all finishes, refix shower rails, curtains and doors removed for access and remove waste and debris. | 258.7561
631104 |  | R | N | Y | N | PL | SHOWER:RENEW MECHANICAL TYPE | Plumbing | Fittings, Equipment and Appliances for Services | Shower Mixing Valves, Hoses and Heads | NO | 290.642 | Shower:Renew any surface mounted lever operated mechanical thermostatic shower complete, disconnect and remove existing, complete with thermostatic mixing valve and control, automatic safety cut off. | Shower:Renew any surface mounted mechanical thermostatic shower complete including disconnect and remove existing, supply and fix new complete with thermostatic mixing valve, lever operated hot and cold mixing valve, with thermostatic control of flow and temperature automatic safety cut off, shower slide rail, soap dish, long hose and shower head, reconnect to existing pipework and test, make good, remove waste and debris. | 290.642
631105 |  | U | N | N | Y | PL | SHOWER:OVERHAUL MIXING VALVE | Plumbing | Fittings, Equipment and Appliances for Services | Shower Mixing Valves, Hoses and Heads | NO | 38.9407 | Shower:Overhaul mixing valve complete including disconnect, remove and dismantle, repair and renew parts as necessary, reassemble, reconnect to existing pipework and test, make good to all finishes. | Shower:Overhaul mixing valve complete including disconnect and remove and dismantle, repair and renew parts as necessary, including thermostatic cartridge, reassemble, reconnect to existing pipework and test, make good all finishes and remove waste and debris. | 38.9407
631107 |  | R | N | Y | N | PL | SHOWER:RENEW THERMOSTATIC MIXING VALVE | Plumbing | Fittings, Equipment and Appliances for Services | Shower Mixing Valves, Hoses and Heads | NO | 147.0922 | Shower:Renew any thermostatic mixing valve including disconnect and remove existing, fix new including adjust and or extend all pipework and reconnect and test, make good to all finishes. | Shower:Renew any thermostatic mixing valve including disconnect and remove existing, fix new including adjust and or extend all pipework and reconnect and test, make good all finishes and remove waste and debris. | 147.0922
631108 |  | R | N | Y | N | PL | SHOWER:RENEW THERMOSTATIC LOW FLOW MIXING VALVE | Plumbing | Fittings, Equipment and Appliances for Services | Shower Mixing Valves, Hoses and Heads | NO | 171.3112 | Shower:Renew any thermostatic mixing valve with 6-9 litres per second aerating low flow type, disconnect, remove existing, fix new adjust and or extend all pipework, reconnect, test, make good. | Shower:Renew any thermostatic mixing valve with 6-9 litres per second aerating low flow type, including disconnect and remove existing, fix new including adjust and or extend all pipework and reconnect and test, make good all finishes and remove waste and debris. | 171.3112
631109 |  | R | N | Y | N | PL | SHOWER:RENEW NON-THERMOSTATIC MIX VALVE | Plumbing | Fittings, Equipment and Appliances for Services | Shower Mixing Valves, Hoses and Heads | NO | 103.7226 | Shower:Renew any non-thermostatic mixing valve including disconnect and remove existing, fix new, adjust and or extend all pipework and reconnect and test, make good to all finishes. | Shower:Renew any non-thermostatic mixing valve including disconnect and remove existing, fix new, adjust and or extend all pipework and reconnect and test, make good all finishes and remove waste and debris. | 103.7226
631110 |  | R | N | Y | N | PL | SHOWER:RENEW NON-THERMOSTATIC MIX VALVE LOW FLOW | Plumbing | Fittings, Equipment and Appliances for Services | Shower Mixing Valves, Hoses and Heads | NO | 119.2368 | Shower:Renew any non-thermostatic mixing valve with 6-9 litres per second aerating low flow type, disconnect, adjust and or extend all pipework and reconnect and test, make good to all finishes. | Shower:Renew any non-thermostatic mixing valve with 6-9 litres per second aerating low flow type including disconnect and remove existing, fix new, adjust and or extend all pipework and reconnect and test, make good all finishes and remove waste and debris. | 119.2368
631111 |  | U | N | N | Y | PL | SHOWER:RENEW HOSE AND SPRAY | Plumbing | Fittings, Equipment and Appliances for Services | Shower Mixing Valves, Hoses and Heads | IT | 33.9633 | Shower:Renew any shower hose and spray including remove old and fix new and connect to mixing valve and remove waste and debris. | Shower:Renew any shower hose and spray including remove old and fix new and connect to mixing valve and remove waste and debris. | 33.9633
631113 |  | R | N | N | N | PL | SHOWER:RENEW ARM AND SPRAY HEAD | Plumbing | Fittings, Equipment and Appliances for Services | Shower Mixing Valves, Hoses and Heads | IT | 35.2269 | Shower:Renew any shower arm and spray head including disconnect and remove old and fix new head and reconnect existing pipework and remove waste and debris. | Shower:Renew any shower arm and spray head including disconnect and remove old and fix new head and reconnect existing pipework and remove waste and debris. | 35.2269
631115 |  | R | N | N | N | PL | SHOWER:RENEW SWIVEL PATTERN HEAD | Plumbing | Fittings, Equipment and Appliances for Services | Shower Mixing Valves, Hoses and Heads | IT | 23.2929 | Shower:Renew any swivel pattern shower head including disconnect and remove old and fix new head and reconnect existing pipework and remove waste and debris. | Shower:Renew any swivel pattern shower head including disconnect and remove old and fix new head and reconnect existing pipework and remove waste and debris. | 23.2929
631117 |  | U | N | N | Y | PL | SHOWER:RENEW ROSE SPRAY HEAD | Plumbing | Fittings, Equipment and Appliances for Services | Shower Mixing Valves, Hoses and Heads | IT | 20.3328 | Shower:Renew any rose spray shower head including disconnect and remove old and fix new head and reconnect existing pipework and remove waste and debris. | Shower:Renew any rose spray shower head including disconnect and remove old and fix new head and reconnect existing pipework and remove waste and debris. | 20.3328
631119 |  | R | N | N | N | PL | SHOWER:RENEW SHOWER KIT | Plumbing | Fittings, Equipment and Appliances for Services | Shower Mixing Valves, Hoses and Heads | IT | 60.8114 | Shower:Renew shower kit comprising slide bar, handspray and flexible tube, disconnect and remove old and fit new kit and reconnect existing pipework and remove waste and debris. | Shower:Renew shower kit comprising slide bar, handspray and flexible tube, disconnect and remove old and fit new kit and reconnect existing pipework and remove waste and debris. | 60.8114
631121 |  | U | N | N | Y | PL | SHOWER:OVERHAUL SHOWER HEAD | Plumbing | Fittings, Equipment and Appliances for Services | Shower Mixing Valves, Hoses and Heads | NO | 13.4298 | Shower:Overhaul and clean out shower head including remove and refix as necessary. | Shower:Overhaul and clean out shower head including remove and refix as necessary. | 13.4298
631123 |  | R | N | N | N | PL | SHOWER:RENEW RAILS AND CURTAINS | Plumbing | Fittings, Equipment and Appliances for Services | Shower Rails and Curtains | IT | 73.3735 | Shower:Renew any size and type of shower rail and curtain, remove any defective rails, fix new rails with plastic plugs and matching non-ferrous screws remove and rehang curtains, make good finishes. | Shower:Renew any size and type of shower rail and curtain including remove any defective rails, fix new rails with plastic plugs and matching non-ferrous screws including remove and rehang curtains, make good all finishes and remove waste and debris. | 73.3735
631125 |  | R | N | N | N | PL | SHOWER:RENEW CURTAIN | Plumbing | Fittings, Equipment and Appliances for Services | Shower Rails and Curtains | IT | 29.7892 | Shower:Renew any type of shower curtain to existing rails including remove and refix rails as found expedient and remove waste and debris. | Shower:Renew any type of shower curtain to existing rails including remove and refix rails as found expedient and remove waste and debris. | 29.7892
631127 |  | R | N | N | N | PL | SHOWER:RENEW SHOWER SLIDE BAR | Plumbing | Fittings, Equipment and Appliances for Services | Shower Mixing Valves, Hoses and Heads | IT | 38.829 | Shower:Renew shower slide bar, disconnect and remove old and fit new slide bar to wall and remove waste and debris. | Shower:Renew shower slide bar, disconnect and remove old and fit new slide bar to wall and remove waste and debris. | 38.829
631129 |  | R | N | N | N | PL | SHOWER:RENEW RAILS | Plumbing | Fittings, Equipment and Appliances for Services | Shower Rails and Curtains | IT | 48.0313 | Shower:Renew any size and type of shower rail including remove defective rails, fix new rails with plastic plugs and matching non-ferrous screws, remove and rehang curtains, make good to all finishes. | Shower:Renew any size and type of shower rail including remove defective rails, fix new rails with plastic plugs and matching non-ferrous screws including remove and rehang curtains, make good all finishes and remove waste and debris. | 48.0313
631133 |  | R | N | Y | N | PL | SHOWER:OVERHAUL ANY MECHANICAL SHOWER | Plumbing | Fittings, Equipment and Appliances for Services | Shower Mixing Valves, Hoses and Heads | IT | 64.796 | Shower:Overhaul mechanical shower complete, disconnect, re-assemble components as necessary, dismantle/reassemble, repair, renew any other parts as necessary, reassemble, test, make good | Shower:Overhaul mechanical shower complete including disconnect service, re-assemble components as necessary, and remove and dismantle, repair and renew cartridge and any other parts (including but not limited knob, handle, hose, shower rose/head, washers, seals, gaskets, filters, flow valve, and thermostat with cut out mechanical valve) as necessary, reassemble, reconnect to existing pipework and test, check supply and shower pressure, make good all finishes and remove waste and debris. | 64.796
631135 |  | R | N | Y | N | PL | SHOWER:INSTALL OR RENEW PUMPED WASTE KIT | Plumbing | Fittings, Equipment and Appliances for Services | Shower Trays | NO | 512.3821 | Shower:Supply and install or renew pumped waste kit for any type of shower tray, all to be installed in accordance with the manufacturers technical data sheet. | Shower:Supply and install or renew pumped waste kit for any type of shower tray, all to be installed in accordance with the manufacturers technical data sheet. | 512.3821
631137 |  | R | N | Y | N | PL | SHOWER:INSTALL OR RENEW AUTOMATIC PUMP KIT | Plumbing | Fittings, Equipment and Appliances for Services | Shower Trays | NO | 376.2785 | Shower:Supply and install or renew automatic pump kit for any type of shower tray, all to be installed in accordance with the manufacturers technical data sheet. | Shower:Supply and install or renew automatic pump kit for any type of shower tray, all to be installed in accordance with the manufacturers technical data sheet. | 376.2785
631138 |  | R | N | N | N | PL | SHOWER PUMP:OVERHAUL ANY TYPE | Plumbing | Fittings, Equipment and Appliances for Services | Shower Trays | NO | 71.5502 | Shower pump:Overhaul and service any type of shower pump in accordance with manufacturers technical data sheet, disconnect/reconnect electricity supply, flush out, test and remove waste and debris. | Shower pump:Overhaul and service any type of shower pump in accordance with manufacturers technical data sheet, disconnect/reconnect electricity supply, flush out, test and remove waste and debris. | 71.5502
631139 |  | R | N | Y | N | PL | SHOWER:INSTALL OR RENEW SURGE DAMPER | Plumbing | Fittings, Equipment and Appliances for Services | Shower Trays | NO | 65.8156 | Shower:Supply and install or renew surge damper for any type of any type of shower tray, all to be installed in accordance with the manufacturers technical data sheet. | Shower:Supply and install or renew surge damper for any type of any type of shower tray, all to be installed in accordance with the manufacturers technical data sheet. | 65.8156
631141 |  | R | N | Y | N | PL | SHOWER:INSTALL LEVEL ACCESS SHOWER TRAY | Plumbing | Fittings, Equipment and Appliances for Services | Shower Trays | NO | 555.1583 | Shower:Supply and install level access shower tray, curtain, ceiling track, tray recessed into floor, gravity waste, connections, remove waste and debris [PC Sum £320.00 excluding VAT]. | Shower:Supply and install front or corner entry level access shower tray complete with weighted full shower curtain as required and ceiling secured track, tray recessed into floor boarding or sitting on floor joists or recessed into floor screed, complete with gravity waste, make all necessary connections to waste pipe, seal joint between tray and wall with silicone sealant and make good all finishes, all to be installed in accordance with the manufacturers technical data sheet and remove waste and debris [PC Sum for the supply and delivery of shower tray and waste complete £320.00 excluding VAT]. | 555.1583
631143 |  | R | N | N | N | PL | SHOWER TRAY:REMOVE AND REFIX | Plumbing | Fittings, Equipment and Appliances for Services | Shower Trays | IT | 107.3869 | Shower Tray:Remove and refix shower tray after access for other Contractors, including framing, skirting, drain/refill system, disconnect, reconnect pipework, service valves, test, sealant, make good. | Shower Tray:Remove and later refix any shower tray after access for other work including framing, skirting, drain/refill system, disconnect and reconnect all pipework as necessary and provide new service valves if not already installed and test, renew silicone sealant, make good wall tiling and all finishes disturbed and crossbond, and remove waste and debris. | 107.3869
631301 |  | R | N | Y | N | PL | TAP:RENEW PAIR BASIN PILLAR TAPS | Plumbing | Fittings, Equipment and Appliances for Services | Taps - Traditional Type | IT | 50.7877 | Tap:Renew pair 15mm cp pillar taps to basin, turn off/on water supply, disconnect, remove old, connect new taps, including remove and refix securely basin if required, test on completion. | Tap:Renew pair 15mm chromium plated pillar taps to basin, turn off water supply, disconnect and remove old, connect new taps, including remove and refix securely basin if required, reinstate water supply and test on completion and remove waste and debris. | 50.7877
631303 |  | R | N | Y | N | PL | TAP:RENEW PAIR BASIN TAPS-CERAMIC DISC | Plumbing | Fittings, Equipment and Appliances for Services | Taps - Ceramic Disc Type Pillar | IT | 58.5331 | Tap:Renew pair 15mm cp ceramic disc pillar taps to basin, turn off/on water supply, disconnect, remove old, connect new taps, including remove and refix securely basin if required, test. | Tap:Renew pair 15mm chromium plated ceramic disc pillar taps to basin, turn off water supply, disconnect and remove old, connect new taps to existing pipework including remove and refix, secure basin if required, reinstate water supply and test on completion, make good and remove waste and debris. | 58.5331
631309 |  | R | N | Y | N | PL | TAP:RENEW PAIR BATH PILLAR TAPS | Plumbing | Fittings, Equipment and Appliances for Services | Taps - Traditional Type | IT | 82.6634 | Tap:Renew pair of 22mm cp pillar taps to bath, turn off/on water supply, remove bath panel and studding to gain access, refix on completion, test and made good. | Tap:Renew pair of 22mm chromium plated pillar taps to bath, turn off water supply, remove bath panel and studding to gain access, refix on completion, reinstate water supply, test and make good and remove waste and debris. | 82.6634
631311 |  | R | N | Y | N | PL | TAP:RENEW PAIR BATH TAPS-CERAMIC DISC | Plumbing | Fittings, Equipment and Appliances for Services | Taps - Ceramic Disc Type Pillar | IT | 102.0035 | Tap:Renew pair of 22mm cp ceramic disc pillar taps to bath, turn off/on water supply, remove/refix bath panel and studding to gain access, test and made good. | Tap:Renew pair of 22mm chromium plated ceramic disc pillar taps to bath, turn off water supply, disconnect and remove old, connect new taps to existing pipework, remove bath panel and studding for access, refix on completion, reinstate water supply, test on completion, make good and remove waste and debris. | 102.0035
631313 |  | R | N | Y | N | PL | TAP:RENEW PAIR HIGHNECK SINK PILLAR TAPS | Plumbing | Fittings, Equipment and Appliances for Services | Taps - Traditional Type | IT | 69.9657 | Tap:Renew pair 15mm cp high neck pillar taps to sink top, turn off/on water supply, remove old, connect new taps, test on completion. | Tap:Renew pair 15mm chromium plated high neck pillar taps to sink top, turn off water supply, remove existing pillar taps and replace with new pillar taps, reinstate water supply and test on completion and remove waste and debris. | 69.9657
631315 |  | R | N | Y | N | PL | TAP:RENEW PAIR HIGH NECK SINK TAPS-CERAMIC DISC | Plumbing | Fittings, Equipment and Appliances for Services | Taps - Ceramic Disc Type Pillar | IT | 80.3436 | Tap:Renew pair 15mm cp ceramic disc high neck pillar taps to sink top, turn off/on water supply, remove old, connect new taps, test on completion. | Tap:Renew pair 15mm chromium plated ceramic disc high neck pillar taps to sink top, turn off water supply, remove old, including remove and refix, secure sinktop if required connect new taps to existing pipework, reinstate water supply, test on completion, make good and remove waste and debris. | 80.3436
631319 |  | R | N | N | N | PL | TAP:RENEW 15MM BRASS BIB TAP | Plumbing | Fittings, Equipment and Appliances for Services | Taps - Traditional Type | NO | 48.5264 | Tap:Renew 15mm brass bib tap and backplate elbow fixed to wall or backboard with hose union loose key head and draincock, non return valve including locate, turn off/on water mains supply, test. | Tap:Renew with 15mm brass double check valve bib tap and backplate elbow securely fixed to wall or backboard with hose union loose key head and draincock, non return valve including locate, turn off water mains supply, reinstate water supply and test on completion and remove waste and debris. | 48.5264
631321 |  | U | Y | N | Y | PL | TAP:OVERHAUL ANY TYPE OF TAP | Plumbing | Fittings, Equipment and Appliances for Services | Taps - Traditional Type | NO | 21.6583 | Tap:Overhaul any type of tap, dismantle and renew any parts, reseating, repacking gland, resecure tap, cleaning down stem, reassemble, and packing gland and test on completion. | Tap:Overhaul any type of tap, including but not limited to the dismantling and renewal of washer, cartridge, tap insert, disc/o-ring, reseating, repacking gland, resecure tap, cleaning down stem, reassemble, renew tap head including spindle and packing gland test on completion and remove waste and debris. | 21.6583
631327 |  | R | N | Y | N | PL | TAP:RENEW PAIR BASIN TAPS-CERAMIC DISC LEVERS | Plumbing | Fittings, Equipment and Appliances for Services | Taps - Ceramic Disc Type Lever | IT | 74.6791 | Tap:Renew pair 15mm cp ceramic disc lever taps to basin, turn off/on water supply, disconnect, remove old, connect new taps, including remove and refix securely basin if required, test. | Tap:Renew pair 15mm chromium plated ceramic disc lever taps to basin, turn off water supply, disconnect and remove old, connect new taps to existing pipework including remove and refix, secure basin if required, reinstate water supply and test on completion, make good and remove waste and debris. | 74.6791
631329 |  | R | N | Y | N | PL | TAP:RENEW PAIR BATH TAPS-CERAMIC DISC LEVERS | Plumbing | Fittings, Equipment and Appliances for Services | Taps - Ceramic Disc Type Lever | IT | 106.9292 | Tap:Renew pair of 22mm cp ceramic disc lever taps to bath, turn off/on water supply, remove/refix bath panel and studding to gain access, test and made good. | Tap:Renew pair of 22mm chromium plated ceramic disc lever taps to bath, turn off water supply, disconnect and remove old, connect new taps to existing pipework, remove bath panel and studding for access, refix on completion, reinstate water supply, test on completion, make good and remove waste and debris. | 106.9292
631331 |  | R | N | Y | N | PL | TAP:RENEW PAIR HIGH NECK SINK-CERAMIC DISC LEVERS | Plumbing | Fittings, Equipment and Appliances for Services | Taps - Ceramic Disc Type Lever | IT | 76.0848 | Tap:Renew pair 15mm cp ceramic disc high neck lever taps to sink top, turn off/on water supply, remove old, connect new taps, test on completion. | Tap:Renew pair 15mm chromium plated ceramic disc high neck lever taps to sink top, turn off water supply, remove old, including remove and refix, secure sinktop if required connect new taps to existing pipework, reinstate water supply, test on completion, make good and remove waste and debris. | 76.0848
631335 |  | R | N | Y | N | PL | TAP:RENEW BATH MIXER | Plumbing | Fittings, Equipment and Appliances for Services | Taps - Mixers | IT | 88.0322 | Tap:Renew mixer tap to bath, turn off water supply, remove bath panel and studding to gain access, refix on completion, reinstate water supply, test and make good and remove waste and debris. | Tap:Renew mixer tap to bath, turn off water supply, remove bath panel and studding to gain access, refix on completion, reinstate water supply, test and make good and remove waste and debris. | 88.0322
631337 |  | R | N | Y | N | PL | TAP:RENEW BATH MIXER WITH SHOWER ATTACHMENT | Plumbing | Fittings, Equipment and Appliances for Services | Taps - Mixers | IT | 115.8113 | Tap:Renew mixer tap with shower hose attachment to bath, turn off/on water supply, remove/refix bath panel and studding to gain access, test and made good. | Tap:Renew mixer tap with shower hose attachment to bath, turn off water supply, remove bath panel and studding for access, refix on completion, reinstate water supply, test and make good and remove waste and debris. | 115.8113
631339 |  | R | N | Y | N | PL | TAP:RENEW SINK MIXER | Plumbing | Fittings, Equipment and Appliances for Services | Taps - Mixers | IT | 80.1281 | Tap:Renew mixer tap to sink top, turn off water supply, make all necessary connections to existing pipework, reinstate water supply and test on completion and remove waste and debris. | Tap:Renew mixer tap to sink top, turn off water supply, make all necessary connections to existing pipework, reinstate water supply and test on completion and remove waste and debris. | 80.1281
631341 |  | R | N | Y | N | PL | TAP:INSTALL EXTERNAL 15MM BRASS BIB TAP | Plumbing | Fittings, Equipment and Appliances for Services | Taps - Traditional Type | NO | 82.406 | Tap:Install external brass bib tap fixed to wall or backboard, hose union, head, draincock and valve, including extend service pipework, lag, builders work, make good etc. | Tap:Install new external 15mm brass double check valve bib tap with backplate elbow securely fixed to wall or backboard, hose union, loose key head, draincock and non return isolating valve, including locate and turn off water mains supply, extend copper service pipework to external position, lag exposed sections, all necessary builders work in connection and making good, reinstate water supply and test on completion and remove waste and debris. | 82.406
631353 |  | R | N | Y | N | PL | TAP:RENEW BASIN MIXER | Plumbing | Fittings, Equipment and Appliances for Services | Taps - Mixers | IT | 90.6329 | Tap:Renew mixer tap to basin, turn off water supply, make all necessary connections existing pipework, reinstate water supply and test on completion and remove waste and debris. | Tap:Renew mixer tap to basin, turn off water supply, make all necessary connections existing pipework, reinstate water supply and test on completion and remove waste and debris. | 90.6329
631355 |  | U | N | N | Y | PL | TAP:OVERHAUL ANY TYPE OF MIXER | Plumbing | Fittings, Equipment and Appliances for Services | Taps - Mixers | IT | 56.4487 | Tap:Overhaul any type of mixer, dismantle and renew any parts, reseating, repacking gland, resecure tap, cleaning down stem, reassemble, and packing gland and test on completion. | Tap:Overhaul any type of mixer tap, including the dismantling and renewal of washers, cartridges, reseating, repacking gland, resecure mixer, cleaning down stems, reassemble and test on completion, turn off water remake all necessary connections existing pipework, reinstate water supply and test on completion and remove waste and debris. | 56.4487
631361 |  | R | N | Y | N | PL | TAPS:CONVERT BASIN TO LEVERS - PAIR | Plumbing | Fittings, Equipment and Appliances for Services | Taps - Convert to Lever | IT | 30.7326 | Taps:Convert existing pair of taps to washhand basin to lever taps with proprietary conversion kit, remove old tap heads, connect new tap heads to existing, reinstate water supply, test, make good. | Taps:Convert existing pair of taps to wash hand basin to lever taps with proprietary conversion kit including turn off water supply, remove old tap heads, connect new tap heads to existing taps, reinstate water supply, test on completion and make good and remove waste and debris. | 30.7326
631363 |  | R | N | Y | N | PL | TAPS:CONVERT SINK TO LEVERS - PAIR | Plumbing | Fittings, Equipment and Appliances for Services | Taps - Convert to Lever | IT | 30.7326 | Taps:Convert existing pair of taps to sink to lever taps with proprietary conversion kit, remove old tap heads, connect new tap heads to existing taps, reinstate water supply, test, make good. | Taps:Convert existing pair of taps to sink to lever taps including turn off water supply, remove old tap heads, connect new tap heads to existing taps, reinstate water supply, test on completion and make good and remove waste and debris. | 30.7326
631365 |  | R | N | Y | N | PL | TAPS:CONVERT BATH TO LEVERS - PAIR | Plumbing | Fittings, Equipment and Appliances for Services | Taps - Convert to Lever | IT | 30.6507 | Taps:Convert existing pair of taps to bath to lever taps with proprietary conversion kit, remove old tap heads, connect new tap heads to existing taps, reinstate water supply, test, make good. | Taps:Convert existing pair of taps to bath to lever taps including turn off water supply, remove old tap heads, connect new tap heads to existing taps, reinstate water supply, test on completion and make good and remove waste and debris. | 30.6507
631371 |  | R | N | Y | N | PL | TAPS:RENEW KITCHEN SINK PAIR LOW FLOW 3-4 L/S | Plumbing | Fittings, Equipment and Appliances for Services | Taps - Aerating Low Flow Type | NO | 77.1846 | Taps:Renew pair of 15mm kitchen sink taps with pair of 3-4 litres per second aerating low flow taps, turn off/on water, install, seal, test on completion, and remove waste and debris. | Taps:Renew pair of 15mm kitchen sink taps with pair of 3-4 litres per second aerating low flow taps, including locate, turn off water mains supply, install, seal, reinstate water supply and test on completion and remove waste and debris. | 77.1846
631373 |  | R | N | Y | N | PL | TAPS:RENEW WASH BASIN PAIR LOW FLOW 2-3 L/S | Plumbing | Fittings, Equipment and Appliances for Services | Taps - Aerating Low Flow Type | NO | 63.178 | Taps:Renew pair of 15mm wash basin taps with pair of 2-3 litres per second aerating low flow taps, turn off/on water, install, seal, test on completion, and remove waste and debris. | Taps:Renew pair of 15mm wash basin taps with pair of 2-3 litres per second aerating low flow taps, including locate, turn off water mains supply, install, seal, reinstate water supply and test on completion and remove waste and debris. | 63.178
631375 |  | R | N | N | N | PL | TAPS:INSTALL MONOBLOC SINK LEVERS | Plumbing | Fittings, Equipment and Appliances for Services | Taps - Monobloc Sink | IT | 120.991 | Taps:Install pair of chromium plated high neck lever action mono bloc taps with thermostatic blending valve to sink top in lieu of pillar taps. | Taps:Install pair of chromium plated high neck lever action mono bloc taps with thermostatic blending valve to sink top in lieu of pillar taps. | 120.991
631401 |  | R | N | Y | N | PL | MIXER:RENEW THERMOSTATIC TO BATH | Plumbing | Fittings, Equipment and Appliances for Services | Taps - Thermostatic Controlled Mixers | IT | 126.3748 | Mixer:Renew thermostatic mixer tap to bath, turn off/on water supply, remove/refix bath panel and studding to gain access, adjust thermostat, test and make good. | Mixer:Renew thermostatic mixer tap to bath, turn off water supply, remove bath panel and studding to gain access, refix on completion, reinstate water supply, adjust thermostat, test and make good and remove waste and debris. | 126.3748
631403 |  | R | N | Y | N | PL | MIXER:RENEW THERMOSTATIC TO BATH SHOWER ATTACHMENT | Plumbing | Fittings, Equipment and Appliances for Services | Taps - Thermostatic Controlled Mixers | IT | 150.5938 | Mixer:Renew thermostatic mixer tap with shower hose attachment to bath, turn off/on water supply, remove/refix bath panel and studding for access, adjust thermostat, test and make good. | Mixer:Renew thermostatic mixer tap with shower hose attachment to bath, turn off water supply, remove bath panel and studding for access, refix on completion, reinstate water supply, adjust thermostat, test and make good and remove waste and debris. | 150.5938
631405 |  | R | N | Y | N | PL | MIXER:RENEW THERMOSTATIC TO SINK | Plumbing | Fittings, Equipment and Appliances for Services | Taps - Thermostatic Controlled Mixers | IT | 114.2536 | Mixer:Renew thermostatic mixer tap to sink, turn off /on water supply, adjust thermostat, test and make good. | Mixer:Renew thermostatic mixer tap to sink top, turn off water supply, make all necessary connections existing pipework, reinstate water supply, adjust thermostat and test on completion and remove waste and debris. | 114.2536
631407 |  | R | N | Y | N | PL | MIXER:RENEW THERMOSTATIC TO BASIN | Plumbing | Fittings, Equipment and Appliances for Services | Taps - Thermostatic Controlled Mixers | IT | 114.2536 | Mixer:Renew thermostatic mixer tap to basin, turn off/on water supply, adjust thermostat, test and make good. | Mixer:Renew thermostatic mixer tap to basin, turn off water supply, make all necessary connections existing pipework, reinstate water supply, adjust thermostat and test on completion and remove waste and debris. | 114.2536
631409 |  | U | N | N | Y | PL | MIXER:OVERHAUL ANY TYPE OF THERMOSTATIC | Plumbing | Fittings, Equipment and Appliances for Services | Taps - Thermostatic Controlled Mixers | IT | 83.7047 | Mixer:Overhaul any type of thermostatic mixer, dismantle and renew any parts, reseating, repacking gland, resecure mixer, cleaning down stems, reassemble, test on completion. | Mixer:Overhaul any type of thermostatic mixer tap, including the dismantling and renewal of washers, renewal thermostatic mixer cartridge, reseating, repacking gland, resecure mixer, cleaning down stems, reassemble, adjust thermostat and test on completion, turn off water remake all necessary connections existing pipework, reinstate water supply and test on completion and remove waste and debris. | 83.7047
631501 |  | U | N | N | Y | PL | SEALANT:RENEW TO SIDES AND ENDS OF BATH | Plumbing | Fittings, Equipment and Appliances for Services | Sealant Joints to Sanitary Appliances and Fittings | IT | 10.6432 | Sealant:Renew sanitaryware silicone sealant to side and ends of bath providing watertight joint. | Sealant:Renew sanitaryware silicone sealant to side and ends of bath providing watertight joint. | 10.6432
631503 |  | U | N | N | Y | PL | SEALANT:RENEW TO SHOWER TRAY | Plumbing | Fittings, Equipment and Appliances for Services | Sealant Joints to Sanitary Appliances and Fittings | IT | 9.871 | Sealant:Renew sanitaryware silicone sealant to sides of shower tray providing watertight joint. | Sealant:Renew sanitaryware silicone sealant to sides of shower tray providing watertight joint. | 9.871
631505 |  | U | N | N | Y | PL | SEALANT:RENEW TO BASIN OR SINK | Plumbing | Fittings, Equipment and Appliances for Services | Sealant Joints to Sanitary Appliances and Fittings | IT | 3.5517 | Sealant:Renew sanitaryware silicone sealant to sides of basin or sink to provide watertight joint. | Sealant:Renew sanitaryware silicone sealant to sides of basin or sink to provide watertight joint. | 3.5517
631507 |  | U | N | N | Y | PL | SEALANT:APPLY TO WORKTOP AND WALL | Plumbing | Fittings, Equipment and Appliances for Services | Sealant Joints to Sanitary Appliances and Fittings | LM | 3.5517 | Sealant:Seal joint between worktop and wall with silicone sealant and remove waste and debris. | Sealant:Seal joint between worktop and wall with silicone sealant and remove waste and debris. | 3.5517
631515 |  | U | N | N | Y | PL | SEALANT:PVC TRIM TO BATH | Plumbing | Fittings, Equipment and Appliances for Services | Sealant Joints to Sanitary Appliances and Fittings | IT | 22.6489 | Sealant:Replace existing sealant to side and ends of bath with PVCU quadrant or flexible cover trim fixed to bath and tiles with sanitaryware silicone sealant, rake out existing defective sealant. | Sealant:Replace existing sealant to side and ends of bath with suitable size PVCu quadrant or flexible PVC cover trim fixed to bath and tiles with sanitaryware silicone sealant to form a neat clean sealed beaded surround, including raking out existing defective sealant, cleaning and notching new quadrant trim around any obstructions. | 22.6489
631701 |  | R | N | N | N | PL | WORKTOP:FIT ALUMINIUM JOINT UPSTAND STRIP | Plumbing | Fittings, Equipment and Appliances for Services | Upstands | LM | 13.147 | Worktop:Supply and fix new proprietary aluminium joint strip between worktop and wall. | Worktop:Supply and fix new proprietary aluminium joint strip between worktop and wall. | 13.147
631703 |  | R | N | N | N | PL | WORKTOP:FIT PVC JOINT UPSTAND STRIP | Plumbing | Fittings, Equipment and Appliances for Services | Upstands | LM | 10.2857 | Worktop:Supply and fix proprietary PVC joint strip between worktop and wall. | Worktop:Supply and fix proprietary PVC joint strip between worktop and wall. | 10.2857
631705 |  | R | N | Y | N | PL | TRIM:FIT CHROME COVER FILLETS | Plumbing | Fittings, Equipment and Appliances for Services | Upstands | LM | 10.2389 | Trim:Provide and fix proprietary chrome cover fillets, stops, trims as directed. | Trim:Provide and fix proprietary chrome cover fillets, stops, trims as directed. | 10.2389
631901 |  | R | N | Y | N | PL | WASHING MACHINE:FORM NEW WASTE OUTLET | Plumbing | Fittings, Equipment and Appliances for Services | Washing Machine Plumbing | IT | 73.6528 | Washing Machine:Cut in existing 40mm waste pipe and make connection for waste from washing machine including washing machine trap and securely fixed stand pipe and remove waste and debris. | Washing Machine:Cut in existing 40mm waste pipe and make connection for waste from washing machine including washing machine trap and securely fixed stand pipe and remove waste and debris. | 73.6528
631903 |  | R | N | Y | N | PL | WASHING MACHINE:SUPPLY VALVES OR STOP TAPS | Plumbing | Fittings, Equipment and Appliances for Services | Washing Machine Plumbing | IT | 108.2578 | Washing Machine:Supply and fix hot and cold water washing machine valves, adapt and extend existing pipework ne 1m, install in line stop taps to hot and cold water supply pipes, make joints, test. | Washing Machine:Supply and fix hot and cold water washing machine valves including adapt and extend existing pipework ne 1m, install in line service pipe stop taps to hot and cold water supply/mains service, make all joints and test on completion and remove waste and debris. | 108.2578
631905 |  | R | N | N | N | PL | WASHING MACHINE:RENEW INDIVIDUAL VALVE | Plumbing | Fittings, Equipment and Appliances for Services | Washing Machine Plumbing | NO | 22.9755 | Washing Machine:Renew individual washing machine valve including turn water off/on, drain and refill, remove and connect new valve to existing pipework, adapt pipes, make joints, test. | Washing Machine:Renew individual washing machine valve including turn water off/on, drain and refill as necessary, remove existing and connect new valve existing pipework including any adaption of pipework required, make all joints and test on completion and remove waste and debris. | 22.9755
631907 |  | R | N | Y | N | PL | WASHING MACHINE:RENEW PAIR STOP TAPS | Plumbing | Fittings, Equipment and Appliances for Services | Washing Machine Plumbing | IT | 45.9623 | Washing Machine:Renew or supply and fix new pair of in line stop taps including turn water off/on, drain/refill, fix new stop taps to existing pipework, adapt pipes, make joints, test. | Washing Machine:Renew or supply and fix new pair of in line stop taps including turn water off/on, drain/refill as necessary, fix new stop taps to existing pipework including any adaption of pipework required, make all joints and test on completion and remove waste and debris. | 45.9623
635001 |  | R | N | Y | N | PL | PIPE:RENEW OR INSTALL 15MM COPPER | Plumbing | Supply Pipework | Copper Pipework - Renewals | LM | 28.1685 | Pipe:Renew or fix new any 15mm diameter pipe with copper pipe fixed with clips and including all made bends, connectors, fittings and any adaptors for jointing to pipes of other material. | Pipe:Renew or fix new any 15mm diameter pipe with copper pipe fixed with clips and including all made bends, connectors, fittings and any adaptors for jointing to pipes of other material and remove waste and debris. | 28.1685
635003 |  | R | N | Y | N | PL | PIPE:RENEW OR INSTALL 22MM COPPER | Plumbing | Supply Pipework | Copper Pipework - Renewals | LM | 33.3682 | Pipe:Renew or fix new any 22mm diameter pipe with copper pipe fixed with clips and including all made bends, connectors, fittings and any adaptors for jointing to pipes of other material. | Pipe:Renew or fix new any 22mm diameter pipe with copper pipe fixed with clips and including all made bends, connectors, fittings and any adaptors for jointing to pipes of other material and remove waste and debris. | 33.3682
635005 |  | R | N | Y | N | PL | PIPE:RENEW OR INSTALL 28MM COPPER | Plumbing | Supply Pipework | Copper Pipework - Renewals | LM | 40.1224 | Pipe:Renew or fix new any 28mm diameter pipe with copper pipe fixed with clips and including all made bends, connectors, fittings and any adaptors for jointing to pipes of other material. | Pipe:Renew or fix new any 28mm diameter pipe with copper pipe fixed with clips and including all made bends, connectors, fittings and any adaptors for jointing to pipes of other material and remove waste and debris. | 40.1224
635013 |  | R | N | N | N | PL | PIPE:RENEW PLASTIC CLIP TO COPPER PIPE | Plumbing | Supply Pipework | Copper Pipework - Renewals | NO | 5.8766 | Pipe:Renew or supply and fix pipe clip for any diameter copper pipe including plugging and screwing as necessary. | Pipe:Renew or supply and fix pipe clip for any diameter copper pipe including plugging and screwing as necessary. | 5.8766
635015 |  | R | N | N | N | PL | PIPE:RENEW OR PROVIDE BLANK CAP | Plumbing | Supply Pipework | Copper Pipework - Renewals | NO | 8.7497 | Pipe:Renew or provide blank cap to upto 22mm diameter copper pipe, including jointing to pipe, test. | Pipe:Renew or provide blank cap to upto 22mm diameter copper pipe, including jointing to pipe, test. | 8.7497
635017 |  | R | N | Y | N | PL | PIPE:REMOVE REDUNDANT | Plumbing | Supply Pipework | Copper Pipework - Renewals | LM | 7.0033 | Pipe:Remove redundant lengths of any size or type of water service or heating pipework including all fittings, make good finishes and remove waste and debris. | Pipe:Remove redundant lengths of any size or type of water service or heating pipework including all fittings, make good finishes and remove waste and debris. | 7.0033
635019 |  | R | N | Y | N | PL | PIPE:RENEW OR INSTALL 15MM CHROMIUM PLATED | Plumbing | Supply Pipework | Copper Pipework - Renewals | LM | 28.6716 | Pipe:Renew or fix new any 15mm diameter pipe with chromium plated pipe fixed with clips, all made bends, connectors, fittings, adaptors for jointing to other material, remove waste and debris. | Pipe:Renew or fix new any 15mm diameter pipe with chromium plated pipe fixed with clips and including all made bends, connectors, fittings and any adaptors for jointing to pipes of other material and remove waste and debris. | 28.6716
635021 |  | R | N | N | N | PL | PIPE:REMOVE LEAD AND REPLACE WITH COPPER | Plumbing | Supply Pipework | Copper Pipework - Renewals | LM | 38.9207 | Pipe:Remove redundant lead pipework including all fittings, fix new 22mm copper pipe fixed with clips and including all made bends, connectors, fittings, make good finishes and remove waste and debris | Pipe:Remove redundant lead pipework including all fittings, fix new 22mm copper pipe fixed with clips and including all made bends, connectors, fittings, make good finishes and remove waste and debris. | 38.9207
635101 | New | R | N | N | N | PL | PIPE:RENEW OR INSTALL 15MM POLYBUTYLENE BARRIER | Plumbing | Supply Pipework | Polybutylene Barrier Pipework - Renewals | LM | 22.7748 | Pipe:Renew or fix new any 15mm diameter pipe with Polybutylene Barrier pipe fixed with clips and including all push fit connectors, fittings and any adaptors for jointing to pipes of other material. | Pipe:Renew or fix new any 15mm diameter pipe with Polybutylene Barrier HEP20 or equal approved pipe fixed with clips and including all push fit connectors, fittings and any adaptors for jointing to pipes of other material, pipework to be installed in accordance with manufacturers instructions, Polybutylene products made by different manufacturers are not to be used together, remove waste and debris. | 22.7748
635103 | New | R | N | N | N | PL | PIPE:RENEW OR INSTALL 22MM POLYBUTYLENE BARRIER | Plumbing | Supply Pipework | Polybutylene Barrier Pipework - Renewals | LM | 25.1733 | Pipe:Renew or fix new any 22mm diameter pipe with Polybutylene Barrier pipe fixed with clips and including all push fit connectors, fittings and any adaptors for jointing to pipes of other material. | Pipe:Renew or fix new any 22mm diameter pipe with Polybutylene Barrier HEP20 or equal approved pipe fixed with clips and including all push fit connectors, fittings and any adaptors for jointing to pipes of other material, pipework to be installed in accordance with manufacturers instructions, Polybutylene products made by different manufacturers are not to be used together, remove waste and debris. | 25.1733
635105 | New | R | N | N | N | PL | PIPE:RENEW OR INSTALL 28MM POLYBUTYLENE BARRIER | Plumbing | Supply Pipework | Polybutylene Barrier Pipework - Renewals | LM | 27.9696 | Pipe:Renew or fix new any 28mm diameter pipe with Polybutylene Barrier pipe fixed with clips and including all push fit connectors, fittings and any adaptors for jointing to pipes of other material. | Pipe:Renew or fix new any 28mm diameter pipe with Polybutylene Barrier HEP20 or equal approved pipe fixed with clips and including all push fit connectors, fittings and any adaptors for jointing to pipes of other material, pipework to be installed in accordance with manufacturers instructions, Polybutylene products made by different manufacturers are not to be used together, remove waste and debris. | 27.9696
635111 | New | R | N | N | N | PL | PIPE:RENEW OR INSTALL 15MM POLYBUTYLENE STANDARD | Plumbing | Supply Pipework | Polybutylene Standard Pipework - Renewals | LM | 22.4706 | Pipe:Renew or fix new any 15mm diameter pipe with Polybutylene Standard pipe fixed with clips and including all push fit connectors, fittings and any adaptors for jointing to pipes of other material. | Pipe:Renew or fix new any 15mm diameter pipe with Polybutylene Standard HEP20 or equal approved pipe fixed with clips and including all push fit connectors, fittings and any adaptors for jointing to pipes of other material, pipework to be installed in accordance with manufacturers instructions, Polybutylene products made by different manufacturers are not to be used together, remove waste and debris. | 22.4706
635113 | New | R | N | N | N | PL | PIPE:RENEW OR INSTALL 22MM POLYBUTYLENE STANDARD | Plumbing | Supply Pipework | Polybutylene Standard Pipework - Renewals | LM | 24.6 | Pipe:Renew or fix new any 22mm diameter pipe with Polybutylene Standard pipe fixed with clips and including all push fit connectors, fittings and any adaptors for jointing to pipes of other material. | Pipe:Renew or fix new any 22mm diameter pipe with Polybutylene Standard HEP20 or equal approved pipe fixed with clips and including all push fit connectors, fittings and any adaptors for jointing to pipes of other material, pipework to be installed in accordance with manufacturers instructions, Polybutylene products made by different manufacturers are not to be used together, remove waste and debris. | 24.6
635115 | New | R | N | N | N | PL | PIPE:RENEW OR INSTALL 28MM POLYBUTYLENE STANDARD | Plumbing | Supply Pipework | Polybutylene Standard Pipework - Renewals | LM | 26.8932 | Pipe:Renew or fix new any 28mm diameter pipe with Polybutylene Standard pipe fixed with clips and including all push fit connectors, fittings and any adaptors for jointing to pipes of other material. | Pipe:Renew or fix new any 28mm diameter pipe with Polybutylene Standard HEP20 or equal approved pipe fixed with clips and including all push fit connectors, fittings and any adaptors for jointing to pipes of other material, pipework to be installed in accordance with manufacturers instructions, Polybutylene products made by different manufacturers are not to be used together, remove waste and debris. | 26.8932
635301 |  | R | N | N | N | PL | TEE:INSTALL 15MM TO EXISTING COPPER PIPEWORK | Plumbing | Supply Pipework | Copper Pipework - Extensions | NO | 14.5916 | Tee:Cut into any existing copper service pipework and fix new 15mm tee for installation extension. | Tee:Cut into any existing copper service pipework and fix new 15mm tee for installation extension. | 14.5916
635303 |  | R | N | N | N | PL | TEE:INSTALL 22MM TO EXISTING COPPER PIPEWORK | Plumbing | Supply Pipework | Copper Pipework - Extensions | NO | 21.6684 | Tee:Cut into any existing copper service pipework and fix new 22mm tee for installation extension. | Tee:Cut into any existing copper service pipework and fix new 22mm tee for installation extension. | 21.6684
635305 |  | R | N | N | N | PL | TEE:INSTALL 28MM TO EXISTING COPPER PIPEWORK | Plumbing | Supply Pipework | Copper Pipework - Extensions | NO | 30.1809 | Tee:Cut into any existing copper service pipework and fix new 28mm tee for installation extension. | Tee:Cut into any existing copper service pipework and fix new 28mm tee for installation extension. | 30.1809
640001 |  | E | Y | N | Y | PL | BURST:REPAIR BURST PIPE NE 28MM | Plumbing | Supply Pipework | Burst Pipe Repairs | NO | 61.276 | Burst:Turn off/on water supply, drain down, renew ne 1.00m length of any pipe, excluding lead, ne 28mm diameter including all bends, connectors, fittings, reinstate pipe lagging, test. | Burst:Isolate water supply, drain down, cut out and renew ne 1.00m length of any pipe, excluding lead, ne 28mm diameter including all necessary bends, connectors, fittings, cutting and threading of pipes etc., reinstate water supply and pipe lagging and test on completion and remove waste and debris. | 61.276
640003 |  | E | Y | N | Y | PL | BURST:REPAIR LEAKING FITTING NE 28MM | Plumbing | Supply Pipework | Burst Pipe Repairs | NO | 47.5855 | Burst:Isolate/reinstate water supply, drain down, remove and renew leaking/defective fitting of any type ne 28mm dia, cut and thread pipes etc., reinstate pipe lagging, test, remove waste and debris. | Burst:Isolate water supply, drain down, remove leaking/defective fitting of any type ne 28mm diameter, prepare existing pipework and renew fitting including any cutting and threading of pipes etc., reinstate water supply and pipe lagging and test on completion and remove waste and debris. | 47.5855
640005 |  | E | Y | N | Y | PL | BURST:REPAIR TO LEAD PIPE | Plumbing | Supply Pipework | Burst Pipe Repairs | NO | 90.9839 | Burst:Isolate water supply, drain down, cut out section of existing lead pipe, insert proprietary compression couplings and length of PVC pipe in repair to pipe, reinstate water supply, relag, test. | Burst:Isolate water supply, drain down as necessary, cut out section of existing lead pipe and insert proprietary compression couplings and length of PVC pipe to effect repair to burst pipe, reinstate water supply, relag and test and remove waste and debris. | 90.9839
640601 |  | R | N | N | N | PL | WALL:REMOVE AND REFIX WC SUITE IN ASSOCIATION | Specialist Treatments | Fungus and Beetle Eradication and DPC Works | Plumbing Works | IT | 92.7355 | Wall:Remove, set aside, store, later refix WC and cistern in conjunction with specialist treatment works, new service valve new fittings, cone and multikwick, adjust or refix wc seat, make good. | Wall:Remove, set aside, store, later refix WC and cistern in conjunction with specialist treatment works, adjust, extend pipe stubs, and provide new service valve if not already installed connect with new fittings, cone and multikwik, adjust or refix wc seat, disconnect and reconnect pipework, replug wall, test and make good all wall and floor finishes and remove waste and debris. | 92.7355
645007 |  | R | N | N | N | PL | INSULATION:REMOVE EXISTING FROM PIPE | Plumbing | Pipe Insulation | Moulded Foam Pipe Insulation | LM | 1.4007 | Insulation:Remove existing insulation including securing wires complete to any diameter pipe and remove waste and debris. | Insulation:Remove existing insulation including securing wires complete to any diameter pipe and remove waste and debris. | 1.4007
645101 |  | R | N | N | N | PL | INSULATION:RENEW UPTO 22MM PIPE | Plumbing | Pipe Insulation | Moulded Foam Pipe Insulation | LM | 6.5888 | Insulation:Renew or supply preformed insulation to any pipe ne 22mm diameter, fix preformed split cellular insulation section to pipework with adhesive tape and remove waste and debris. | Insulation:Renew or supply preformed insulation to any pipe ne 22mm diameter, fix preformed split cellular insulation section to pipework with adhesive tape and remove waste and debris. | 6.5888
645103 |  | R | N | N | N | PL | INSULATION:RENEW TO 28MM PIPE | Plumbing | Pipe Insulation | Moulded Foam Pipe Insulation | LM | 6.8813 | Insulation:Renew or supply preformed insulation to any pipe ne 28mm diameter, fix preformed split cellular insulation section to pipework with adhesive tape and remove waste and debris. | Insulation:Renew or supply preformed insulation to any pipe ne 28mm diameter, fix preformed split cellular insulation section to pipework with adhesive tape and remove waste and debris. | 6.8813
650001 |  | R | N | N | N | PL | STOPCOCK:RENEW 15MM DIAMETER | Plumbing | Stopcocks and Valves | Stopcocks | NO | 37.5869 | Stopcock:Renew 15mm stopcock connected to any type of pipework including locate supply and turn water off/on, drain down/refill, adjust pipework as necessary and test and remove waste and debris. | Stopcock:Renew 15mm stopcock connected to any type of pipework including locate supply and turn water off/on, drain down/refill, adjust pipework as necessary and test and remove waste and debris. | 37.5869
650003 |  | R | N | N | N | PL | STOPCOCK:RENEW 20MM DIAMETER | Plumbing | Stopcocks and Valves | Stopcocks | NO | 42.7817 | Stopcock:Renew 20mm stopcock connected to any type of pipework including locate supply and turn water off/on, drain down/refill, adjust pipework as necessary and test and remove waste and debris. | Stopcock:Renew 20mm stopcock connected to any type of pipework including locate supply and turn water off/on, drain down/refill, adjust pipework as necessary and test and remove waste and debris. | 42.7817
650005 |  | R | N | N | N | PL | STOPCOCK:RENEW 22MM DIAMETER | Plumbing | Stopcocks and Valves | Stopcocks | NO | 43.6475 | Stopcock:Renew 22mm stopcock connected to any type of pipework including locate supply and turn water off/on, drain down/refill, adjust pipework as necessary and test and remove waste and debris. | Stopcock:Renew 22mm stopcock connected to any type of pipework including locate supply and turn water off/on, drain down/refill, adjust pipework as necessary and test and remove waste and debris. | 43.6475
650007 |  | R | N | N | N | PL | STOPCOCK:RENEW 25MM DIAMETER | Plumbing | Stopcocks and Valves | Stopcocks | NO | 51.1238 | Stopcock:Renew 25mm stopcock connected to any type of pipework including locate supply and turn water off/on, drain down/refill, adjust pipework as necessary and test and remove waste and debris. | Stopcock:Renew 25mm stopcock connected to any type of pipework including locate supply and turn water off/on, drain down/refill, adjust pipework as necessary and test and remove waste and debris. | 51.1238
650009 |  | R | N | N | N | PL | STOPCOCK:RENEW 28MM DIAMETER | Plumbing | Stopcocks and Valves | Stopcocks | NO | 47.3915 | Stopcock:Renew 28mm stopcock connected to any type of pipework including locate supply and turn water off/on, drain down/refill, adjust pipework as necessary and test and remove waste and debris. | Stopcock:Renew 28mm stopcock connected to any type of pipework including locate supply and turn water off/on, drain down/refill, adjust pipework as necessary and test and remove waste and debris. | 47.3915
650013 |  | U | N | N | Y | PL | STOPCOCK:OVERHAUL ANY SIZE AND TYPE | Plumbing | Stopcocks and Valves | Stopcocks | NO | 29.4754 | Stopcock:Overhaul any size and type of stopcock including turn water off/on, drain down/refill as required, repack, reseat stopcock, deburr spindle and test and remove waste and debris. | Stopcock:Overhaul any size and type of stopcock including turn water off/on, drain down/refill as required, repack, reseat stopcock, deburr spindle and test and remove waste and debris. | 29.4754
655001 |  | R | N | N | N | PL | GATEVALVE:RENEW 15MM DIAMETER | Plumbing | Stopcocks and Valves | Gatevalves | NO | 36.5573 | Gatevalve:Renew 15mm gatevalve connected to any type of pipework including locate supply and turn water off/on, drain down/refill, adjust pipework as necessary and test and remove waste and debris. | Gatevalve:Renew 15mm gatevalve connected to any type of pipework including locate supply and turn water off/on, drain down/refill, adjust pipework as necessary and test and remove waste and debris. | 36.5573
655003 |  | R | N | N | N | PL | GATEVALVE:RENEW 22MM DIAMETER | Plumbing | Stopcocks and Valves | Gatevalves | NO | 41.3777 | Gatevalve:Renew 22mm gatevalve connected to any type of pipework including locate supply and turn water off/on, drain down/refill, adjust pipework as necessary and test and remove waste and debris. | Gatevalve:Renew 22mm gatevalve connected to any type of pipework including locate supply and turn water off/on, drain down/refill, adjust pipework as necessary and test and remove waste and debris. | 41.3777
655005 |  | R | N | N | N | PL | GATEVALVE:RENEW 28MM DIAMETER | Plumbing | Stopcocks and Valves | Gatevalves | NO | 42.3722 | Gatevalve:Renew 28mm gatevalve connected to any type of pipework including locate supply and turn water off/on, drain down/refill, adjust pipework as necessary and test and remove waste and debris. | Gatevalve:Renew 28mm gatevalve connected to any type of pipework including locate supply and turn water off/on, drain down/refill, adjust pipework as necessary and test and remove waste and debris. | 42.3722
655009 |  | U | N | N | Y | PL | GATEVALVE:OVERHAUL ANY SIZE AND TYPE | Plumbing | Stopcocks and Valves | Gatevalves | NO | 29.4754 | Gatevalve:Overhaul any size and type of gatevalve including turn water off/on, drain down/refill as required, repack, reseat gatevalve, deburr spindle and test and remove waste and debris. | Gatevalve:Overhaul any size and type of gatevalve including turn water off/on, drain down/refill as required, repack, reseat gatevalve, deburr spindle and test and remove waste and debris. | 29.4754
656001 |  | R | N | N | N | PL | SERVICE VALVE:RENEW OR INSTALL 15MM | Plumbing | Stopcocks and Valves | Check and Service Valves | NO | 33.0473 | Service Valve:Renew or install 15mm isolating or slot or screw operated service valve connected to any type of pipework, locate supply, turn water off/on, drain down/refill, adjust pipework, test. | Service Valve:Renew or install 15mm isolating or slot or screw operated service valve connected to any type of pipework including locate supply and turn water off/on, drain down/refill, adjust pipework as necessary and test and remove waste and debris. | 33.0473
656003 |  | R | N | N | N | PL | SERVICE VALVE:RENEW OR INSTALL 22MM | Plumbing | Stopcocks and Valves | Check and Service Valves | NO | 35.6681 | Service Valve:Renew or install 22mm isolating or slot or screw operated service valve connected to any type of pipework, locate supply, turn water off/on, drain down/refill, adjust pipework, test. | Service Valve:Renew or install 22mm isolating or slot or screw operated service valve connected to any type of pipework including locate supply and turn water off/on, drain down/refill, adjust pipework as necessary and test and remove waste and debris. | 35.6681
656005 |  | U | N | N | Y | PL | SERVICE VALVE:OVERHAUL ANY SIZE OR TYPE | Plumbing | Stopcocks and Valves | Check and Service Valves | NO | 29.4754 | Service Valve:Overhaul any size and type of service valve including turn water off/on, drain down/refill as required, repack and test and remove waste and debris. | Service Valve:Overhaul any size and type of service valve including turn water off/on, drain down/refill as required, repack and test and remove waste and debris. | 29.4754
657001 |  | R | N | N | N | PL | BALLOFIX VALVE:RENEW OR INSTALL 15MM | Plumbing | Stopcocks and Valves | Ballofix Valves | NO | 33.0473 | Ballofix Valve:Renew or install any type 15mm Ballofix valve with and including handle connected to any type of pipework, locate supply, turn water off+on, drain down+refill, adjust pipework, test. | Ballofix Valve:Renew or install any type 15mm Ballofix valve with and including handle connected to any type of pipework including locate supply and turn water off and on, drain down and refill, adjust pipework as necessary and test and remove waste and debris. | 33.0473
657003 |  | R | N | N | N | PL | BALLOFIX VALVE:RENEW OR INSTALL 22MM | Plumbing | Stopcocks and Valves | Ballofix Valves | NO | 35.6681 | Ballofix Valve:Renew or install any type 22mm Ballofix valve with and including handle connected to any type of pipework, locate supply, turn water off+on, drain down+refill, adjust pipework, test. | Ballofix Valve:Renew or install any type 22mm Ballofix valve with and including handle connected to any type of pipework including locate supply and turn water off and on, drain down and refill, adjust pipework as necessary and test and remove waste and debris. | 35.6681
657005 |  | R | N | N | N | PL | BALLOFIX VALVE:RENEW OR INSTALL 28MM | Plumbing | Stopcocks and Valves | Ballofix Valves | NO | 52.877 | Ballofix Valve:Renew or install any type 28mm Ballofix valve with and including handle connected to any type of pipework, locate supply, turn water off+on, drain down+refill, adjust pipework, test. | Ballofix Valve:Renew or install any type 28mm Ballofix valve with and including handle connected to any type of pipework including locate supply and turn water off and on, drain down and refill, adjust pipework as necessary and test and remove waste and debris. | 52.877
658001 |  | R | N | N | N | PL | THERMOSTATIC MIXING VALVE:RENEW OR INSTALL 15MM | Plumbing | Stopcocks and Valves | Thermostatic Mixing Valves | NO | 92.9477 | Thermostatic Mixing Valve:Renew or install 15mm blending valve, connected to any pipework, locate supply, turn water off/on, drain down/refill, adjust pipework, test and remove waste and debris. | Thermostatic Mixing Valve:Renew or install 15mm hot and cold water blending valve compliant with TMV2 and TMV3 schemes, connected to any type of pipework including locate supply and turn water off/on, drain down/refill, adjust pipework as necessary, test and remove waste and debris. | 92.9477
658003 |  | R | N | N | N | PL | THERMOSTATIC MIXING VALVE:RENEW OR INSTALL 22MM | Plumbing | Stopcocks and Valves | Thermostatic Mixing Valves | NO | 100.2485 | Thermostatic Mixing Valve:Renew or install 22mm blending valve, connected to any pipework, locate supply, turn water off/on, drain down/refill, adjust pipework, test and remove waste and debris. | Thermostatic Mixing Valve:Renew or install 22mm hot and cold water blending valve compliant with TMV2 and TMV3 schemes, connected to any type of pipework including locate supply and turn water off/on, drain down/refill, adjust pipework as necessary, test and remove waste and debris. | 100.2485
658011 |  | R | N | N | N | PL | THERMOSTATIC MIXING VALVE:ANNUAL SERVICE | Plumbing | Stopcocks and Valves | Thermostatic Mixing Valves | NO | 18.9088 | Thermostatic Mixing Valve:Undertake annual service of thermostatic mixing or blending valve, locate supply, turn water off/on, drain down/refill, service, test, remove waste and debris. | Thermostatic Mixing Valve:Undertake annual service of thermostatic mixing or blending valve in accordance with manufacturer's technical data sheet, connected to any pipework, locate supply, turn water off/on, drain down/refill, adjust pipework, test and remove waste and debris. | 18.9088
660001 |  | R | N | N | N | PL | DRAINCOCK:RENEW NE 15MM DRAIN COCK | Plumbing | Stopcocks and Valves | Draincocks | NO | 13.3479 | Draincock:Renew ne 15mm copper to copper draincock on service pipework from tank or cylinder in conjunction with associated work or whilst system drained down. | Draincock:Renew ne 15mm copper to copper draincock on service pipework from tank or cylinder in conjunction with associated work or whilst system drained down. | 13.3479
660003 |  | R | N | Y | N | PL | DRAINCOCK:RENEW NE 22MM DRAINCOCK | Plumbing | Stopcocks and Valves | Draincocks | NO | 20.3395 | Draincock:Renew ne 22mm copper to copper draincock on service pipework from tank or cylinder in conjunction with associated work or whilst system drained down. | Draincock:Renew ne 22mm copper to copper draincock on service pipework from tank or cylinder in conjunction with associated work or whilst system drained down. | 20.3395
660101 |  | R | N | Y | N | PL | SURESTOP:INSTALL 15MM TO RISING MAIN | Plumbing | Stopcocks and Valves | Surestops | IT | 98.7176 | Water Switch:Supply and install 15mm "Surestop" switch to main, turn off/on water, install valve, fix switch to any surface, fix 2m flexible tubing, test operation, make good, remove waste and debris. | Water Switch:Supply and install 15mm "Surestop" or other equal and approved to rising main, isolate water supply, drain down, cut into pipe and joint surestop valve, plug and screw switch to any surface, cut opening etc. for flexible tubing from switch to valve, tube maximum 2.00m long, turn water on, test operation of switch, make good and remove waste and debris. | 98.7176
660103 |  | R | N | Y | N | PL | SURESTOP:INSTALL 22MM TO RISING MAIN | Plumbing | Stopcocks and Valves | Surestops | IT | 109.6135 | Water Switch:Supply and install 22mm "Surestop" switch to main, turn off/on water, install valve, fix switch to any surface, fix 2m flexible tubing, test operation, make good, remove waste and debris. | Water Switch:Supply and install 22mm "Surestop" or other equal and approved to rising main, isolate water supply, drain down, cut into pipe and joint surestop valve, plug and screw switch to any surface, cut opening etc. for flexible tubing from switch to valve, tube maximum 2.00m long, turn water on, test operation of switch, make good and remove waste and debris. | 109.6135
660105 |  | R | N | Y | N | PL | SURESTOP:INSTALL 15MM TO HOT OR COLD PIPE | Plumbing | Stopcocks and Valves | Surestops | IT | 95.216 | Water Switch:Supply and install 15mm "Surestop" switch to pipe, turn off/on water, install valve, fix switch to any surface, fix 2m flexible tubing, test operation, make good, remove waste and debris. | Water Switch:Supply and install 15mm "Surestop" or other equal and approved to hot or cold pipe, isolate water supply, drain down, cut into pipe and joint surestop valve, plug and screw switch to any surface, cut opening etc. for flexible tubing from switch to valve, tube maximum 4.00m long, turn water on, test operation of switch, make good and remove waste and debris. | 95.216
660107 |  | R | N | Y | N | PL | SURESTOP:INSTALL 22MM TO HOT OR COLD PIPE | Plumbing | Stopcocks and Valves | Surestops | IT | 106.112 | Water Switch:Supply and install 22mm "Surestop" switch to pipe, turn off/on water, install valve, fix switch to any surface, fix 2m flexible tubing, test operation, make good, remove waste and debris. | Water Switch:Supply and install 22mm "Surestop" or other equal and approved to hot or cold pipe, isolate water supply, drain down, cut into pipe and joint surestop valve, plug and screw switch to any surface, cut opening etc. for flexible tubing from switch to valve, tube maximum 2.00m long, turn water on, test operation of switch, make good and remove waste and debris. | 106.112
665001 |  | R | N | Y | N | PL | TANK:RENEW WITH NE 113LTR PLASTIC | Plumbing | Water Storage Tanks | Tanks - Cold Water Storage | IT | 257.5849 | Tank:Renew any type with ne 113 litres plastic tank, lid, jacket, ballvalve and float Byelaw 30 kit, turn water off/on, drain/refill system, adjust, connect pipework, remove old tank, test. | Tank:Renew any type of tank with ne 113 litres plastic tank, lid, including Byelaw 30 kit, turn water off/on, drain/refill system, adjust and connect pipework, fix new insulation jacket, ballvalve and float and remove old tank, test on completion and remove waste and debris. | 257.5849
665003 |  | R | N | Y | N | PL | TANK:RENEW WITH NE 227LTR PLASTIC | Plumbing | Water Storage Tanks | Tanks - Cold Water Storage | IT | 365.9017 | Tank:Renew any type with over 113 and ne 227 litres plastic tank, lid, jacket, Byelaw 30 kit, turn water off/on, drain/refill system, adjust and connect pipework, remove old tank, test. | Tank:Renew any type of tank with over 113 and ne 227 litres plastic tank, lid, including Byelaw 30 kit, turn water off/on, drain/refill system, adjust and connect pipework, fix new insulation jacket, ballvalve and float and remove old tank, test on completion and remove waste and debris. | 365.9017
665005 |  | U | N | N | Y | PL | TANK:RENEW 15MM BALLVALVE | Plumbing | Water Storage Tanks | Tanks - Repairs and Overhauls | NO | 29.2935 | Tank:Renew 15mm ballvalve complete to cold water storage tank to byelaw 30 and transfer or renew float as necessary and remove waste and debris. | Tank:Renew 15mm ballvalve complete to cold water storage tank to byelaw 30 and transfer or renew float as necessary and remove waste and debris. | 29.2935
665007 |  | U | N | N | Y | PL | TANK:RENEW 22MM BALLVALVE | Plumbing | Water Storage Tanks | Tanks - Repairs and Overhauls | NO | 30.4284 | Tank:Renew 22mm ballvalve complete to cold water storage tank to byelaw 30 and transfer or renew float as necessary and remove waste and debris. | Tank:Renew 22mm ballvalve complete to cold water storage tank to byelaw 30 and transfer or renew float as necessary and remove waste and debris. | 30.4284
665009 |  | U | N | N | Y | PL | TANK:RENEW 28MM BALLVALVE | Plumbing | Water Storage Tanks | Tanks - Repairs and Overhauls | IT | 43.9366 | Tank:Renew 28mm ballvalve complete to cold water storage tank to byelaw 30 and transfer or renew float as necessary and remove waste and debris. | Tank:Renew 28mm ballvalve complete to cold water storage tank to byelaw 30 and transfer or renew float as necessary and remove waste and debris. | 43.9366
665011 |  | E | Y | N | Y | PL | TANK:REPAIR LEAK TO TANK OR FITTING | Plumbing | Water Storage Tanks | Tanks - Repairs and Overhauls | NO | 30.3613 | Tank:Turn off/on supply, drain off and repair leak to cold water tank or copper service pipe coupling and remake joints with new fitting as necessary, refill tank and test on completion. | Tank:Isolate supply, drain off and repair leak to cold water tank or copper service pipe coupling and remake joints with new fitting as necessary, reinstate water supply, refill tank and test on completion and remove waste and debris. | 30.3613
665015 |  | U | N | N | Y | PL | TANK:DRAIN CLEAN OUT AND REFILL CWST TANK | Plumbing | Water Storage Tanks | Tanks - Repairs and Overhauls | NO | 28.0129 | Tank:Isolate supply and drain down ne 227 litre cold water storage tank, thoroughly clean out, reinstate water supply, refill tank and test on completion and remove waste and debris. | Tank:Isolate supply and drain down ne 227 litre cold water storage tank, thoroughly clean out, reinstate water supply, refill tank and test on completion and remove waste and debris. | 28.0129
665017 |  | U | N | N | Y | PL | TANK:REPAIR BALLVALVE AND FLOAT | Plumbing | Water Storage Tanks | Tanks - Repairs and Overhauls | NO | 19.8565 | Tank:Repair any ballvalve including remove ballvalve, overhaul, renew washer and seat, refix ballvalve and or renew float if defective, refill and test, and remove waste and debris. | Tank:Repair any ballvalve washer including remove ballvalve, overhaul, renew washer and seat, refix ballvalve and or renew float if defective including turn water off/on, make good and test on completion. | 19.8565
665019 |  | R | N | N | N | PL | TANK:RENEW OVERFLOW | Plumbing | Water Storage Tanks | Tanks - Repairs and Overhauls | IT | 61.7906 | Tank:Renew tank overflow ne 6m long in roof space with plastic pipe and fittings including cut any holes in structure or finishes, make good and test and remove waste and debris. | Tank:Renew tank overflow ne 6m long in roof space with plastic pipe and fittings including cut any holes in structure or finishes, make good and test and remove waste and debris. | 61.7906
665021 |  | R | N | N | N | PL | TANK:RENEW LID TO NE 18 LITRE FEED AND EXPANSION | Plumbing | Water Storage Tanks | Tanks - Repairs and Overhauls | IT | 20.0905 | Tank:Renew or supply new proprietary tank lid to feed and expansion tank ne 18 litre capacity and remove waste and debris. | Tank:Renew or supply new proprietary tank lid to feed and expansion tank ne 18 litre capacity and remove waste and debris. | 20.0905
665023 |  | R | N | N | N | PL | TANK:RENEW LID TO NE 113 LITRE CWST TANK | Plumbing | Water Storage Tanks | Tanks - Repairs and Overhauls | IT | 43.8532 | Tank:Renew or supply new proprietary tank lid to cold water storage tank ne 113 litre capacity and remove waste and debris. | Tank:Renew or supply new proprietary tank lid to cold water storage tank ne 113 litre capacity and remove waste and debris. | 43.8532
665025 |  | R | N | N | N | PL | TANK:RENEW LID TO 227 LITRE CWST TANK | Plumbing | Water Storage Tanks | Tanks - Repairs and Overhauls | IT | 59.6599 | Tank:Renew or supply new proprietary tank lid to cold water storage tank 227 litre capacity and remove waste and debris. | Tank:Renew or supply new proprietary tank lid to cold water storage tank 227 litre capacity and remove waste and debris. | 59.6599
665027 |  | R | N | Y | N | PL | TANK:INSPECTION FOR COMPLIANCE | Plumbing | Water Storage Tanks | Tanks - Repairs and Overhauls | IT | 14.0065 | Tank:Access roof space and carry out inspection of cold water storage tanks in dwelling for compliance with byelaw 30 regulations. | Tank:Access roof space and carry out inspection of cold water storage tanks in dwelling for compliance with byelaw 30 regulations. | 14.0065
665029 |  | R | N | Y | N | PL | TANK:OVERHAUL | Plumbing | Water Storage Tanks | Tanks - Repairs and Overhauls | IT | 34.4396 | Tank:Access roof space, overhaul cold water storage tank, take off/refix insulation, lid, overhaul valves, repair leaks, renew float operated diaphragm valve, drain, clean, refill tank, clear airlock. | Tank:Access roof space and overhaul any cold water storage tank, take off, set aside and later refix insulation and lid, overhaul all valves, repair any leaks, renew float operated diaphragm valve, clean out tank, clear all airlocks, drain and refill tank as necessary. | 34.4396
665031 |  | R | N | N | N | PL | TANK:RENEW BYELAW 30 KIT | Plumbing | Water Storage Tanks | Tanks - Repairs and Overhauls | IT | 51.4046 | Tank:Turn water off/on, drain /refill system and install or renew to any type of cold water storage tank, Byelaw 30 fittings kit, adjust and connect pipework, test, remove waste and debris. | Tank:Install or renew to any type of cold water storage tank, Byelaw 30 fittings kit including fit screened breather, warning pipe, dip pipe and rubber expansion pipe grommet, turn water off/on and drain/refill system if required, adjust and connect pipework, test on completion and remove waste and debris. | 51.4046
670001 |  | R | N | N | N | PL | TANK:RENEW INSULATION TO NE 113 LITRE | Plumbing | Water Storage Tanks | Insulation - Tank | NO | 27.0486 | Tank:Renew insulating jacket set fixed securely to cold water storage tank, ne 113 litres and remove waste and debris. | Tank:Renew insulating jacket set fixed securely to cold water storage tank, ne 113 litres and remove waste and debris. | 27.0486
670003 |  | R | N | N | N | PL | TANK:RENEW INSULATION TO NE 227 LITRE | Plumbing | Water Storage Tanks | Insulation - Tank | NO | 33.8697 | Tank:Renew insulating jacket set fixed securely to cold water storage tank, over 113 and ne 227 litres and remove waste and debris. | Tank:Renew insulating jacket set fixed securely to cold water storage tank, over 113 and ne 227 litres and remove waste and debris. | 33.8697
670005 |  | R | N | Y | N | PL | TANK:REMOVE, SET ASIDE, REFIX INSULATION | Plumbing | Water Storage Tanks | Insulation - Tank | NO | 11.9673 | Tank:Remove existing insulation from any type of storage tank, including tank cover insulation, set aside for re-use and refix insulation to cold water storage tanks and feed and expansion tanks. | Tank:Remove existing insulation from any type of storage tank, including tank cover insulation, set aside for re-use and refix insulation to cold water storage tanks and feed and expansion tanks. | 11.9673
675001 |  | U | N | Y | N | PL | CYLINDER:RENEW DIRECT INSULATED NEW HEATER | Plumbing | Hot Water Cylinders | Cylinders - Pre-Insulated Direct | NO | 411.1591 | Cylinder:Turn off/on supply, drain down/refill, renew with ne 144 litre direct copper pre-insulated cylinder, remake connections, vent and test system, new immersion, remake all bonding. | Cylinder:Isolate supply, drain down, disconnect, clear away and renew with ne 144 litre direct copper pre-insulated cylinder, connect existing pipes, refill, vent and test system, including all newly made joints, install 3kW top entry immersion heater and thermostat, remake all bonding, remove/refix shelves etc., reconnect electricity supply and test on completion and remove waste and debris. | 411.1591
675003 |  | U | N | Y | N | PL | CYLINDER:RENEW DIRECT INSULATED REFIX HEATER | Plumbing | Hot Water Cylinders | Cylinders - Pre-Insulated Direct | NO | 373.1508 | Cylinder:Turn off/on supply, drain down/refill, renew with ne 144 litre direct copper pre-insulated cylinder, remake connections, vent and test system, refix immersion, remake all bonding. | Cylinder:Isolate supply, drain down, disconnect, clear away and renew with ne 144 litre direct copper pre-insulated cylinder, connect existing pipes, refill, vent and test system, including all newly made joints, transfer and refix immersion heater and thermostat, remake all bonding, remove/refix shelves etc., reconnect electricity supply and test on completion and remove waste and debris. | 373.1508
675005 |  | U | N | Y | N | PL | CYLINDER:RENEW INDIRECT INSULATED NEW HEATER | Plumbing | Hot Water Cylinders | Cylinders - Pre-Insulated Indirect | NO | 427.6861 | Cylinder:Turn off/on supply, drain down/refill, renew with ne 140 litre indirect copper pre-insulated cylinder, remake connections, vent and test system, new immersion, remake all bonding. | Cylinder:Isolate supply, drain down, disconnect, clear away and renew with ne 140 litre indirect pre-insulated cylinder, connect existing pipes, refill, vent and test system, including all newly made joints, install 3kW top entry immersion heater and thermostat, remake all bonding, remove and refix shelves, reconnect electricity supply and test on completion and remove waste and debris. | 427.6861
675007 |  | U | N | Y | N | PL | CYLINDER:RENEW INDIRECT INSULATED REFIX HEATER | Plumbing | Hot Water Cylinders | Cylinders - Pre-Insulated Indirect | NO | 389.6779 | Cylinder:Turn off/on supply, drain down/refill, renew with ne 140 litre indirect copper pre-insulated cylinder, remake connections, vent and test system, refix immersion, remake all bonding. | Cylinder:Isolate supply, drain down, disconnect, clear away and renew with ne 140 litre indirect pre-insulated cylinder, connect existing pipes, refill, vent and test system, including all newly made joints, transfer and refix existing immersion heater and thermostat, remake all bonding, remove and refix shelves, reconnect electricity supply and test on completion and remove waste and debris. | 389.6779
675021 |  | U | N | Y | N | PL | CYLINDER:RENEW FORTIC DIRECT NEW HEATER | Plumbing | Hot Water Cylinders | Cylinders - Pre-Insulated Fortic Direct | NO | 416.6363 | Cylinder:Turn off/on supply, drain down/refill, renew with ne 115 litre Fortic direct pre-insulated combination tank, remake connections, vent and test system, new immersion, bonding. | Cylinder:Isolate supply, drain down, disconnect, clear away and renew with ne 115 litre 'Fortic' direct pre-insulated combination tank, connect to existing pipes, vent and test system, including all newly made joints, install 3kW immersion heater and thermostat, remake all bonding, remove and refix all shelves etc. reconnect electricity supply and test on completion and remove waste and debris. | 416.6363
675023 |  | U | N | Y | N | PL | CYLINDER:RENEW FORTIC DIRECT REFIX HEATER | Plumbing | Hot Water Cylinders | Cylinders - Pre-Insulated Fortic Direct | NO | 375.703 | Cylinder:Turn off/on supply, drain down/refill, renew with ne 115 litre Fortic direct pre-insulated combination tank, remake connections, vent and test system, refix immersion, bonding. | Cylinder:Isolate supply, drain down, disconnect immersion heater and set aside, disconnect, clear away and renew with ne 115 litre 'Fortic' direct pre-insulated combination tank, connect to existing pipes, refill, transfer and refix immersion heater, vent and test system including all newly made joints, remake all bonding, remove and refix any shelves etc. reconnect electricity supply and test on completion and remove waste and debris. | 375.703
675025 |  | U | N | Y | N | PL | CYLINDER:RENEW FORTIC INDIRECT NEW HEATER | Plumbing | Hot Water Cylinders | Cylinders - Pre-Insulated Fortic Indirect | NO | 415.483 | Cylinder:Turn off/on supply, drain down/refill, renew with ne 115 litre Fortic indirect pre-insulated combination tank, remake connections, vent and test system, new immersion, bonding. | Cylinder:Isolate supply, drain down, disconnect, clear away and renew with ne 115 litre 'Fortic' indirect pre-insulated combination tank, connect existing pipes, refill, vent and test, including made joints, install 3kW immersion heater and thermostat, remake all bonding, remove and refix shelves etc., reconnect electricity supply and test on completion and remove waste and debris. | 415.483
675027 |  | U | N | Y | N | PL | CYLINDER:RENEW FORTIC INDIRECT REFIX HEATER | Plumbing | Hot Water Cylinders | Cylinders - Pre-Insulated Fortic Indirect | NO | 377.4748 | Cylinder:Turn off/on supply, drain down/refill, renew with ne 115 litre Fortic indirect pre-insulated combination tank, remake connections, vent and test system, refix immersion, bonding. | Cylinder:Isolate supply, drain down, disconnect immersion heater and set aside, disconnect, clear away and renew with ne 115 litre 'Fortic' litre indirect pre-insulated combination tank, connect to existing pipes, refill, refix immersion heater, vent and test system including all newly made joints, remake all bonding, remove and refix any shelves etc., reconnect electricity supply and test on completion and remove waste and debris. | 377.4748
675029 |  | U | N | Y | N | PL | CYLINDER:RENEW ECONOMY 7 NEW HEATERS | Plumbing | Hot Water Cylinders | Cylinders - Economy 7 Type | NO | 541.9149 | Cylinder:Turn off/on supply, drain down/refill, renew with Economy 7 hot water cylinder, remake connections, vent and test system, new top and bottom immersions and thermostats, remake bonding. | Cylinder:Isolate supply, drain down, disconnect, clear away and renew with Economy 7 hot water cylinder, connect existing pipes, refill vent and test system, including all newly made joints, install new top and bottom entry immersion heaters and thermostats, remake all bonding, remove and refix all shelves etc., reconnect electricity supply and test on completion and remove waste and debris. | 541.9149
675031 |  | U | N | Y | N | PL | CYLINDER:RENEW ECONOMY 7 REFIX HEATERS | Plumbing | Hot Water Cylinders | Cylinders - Economy 7 Type | NO | 479.2079 | Cylinder:Turn off/on supply, drain down/refill, renew with Economy 7 hot water cylinder, remake connections, vent and test system, refix top and bottom immersions and thermostats, remake bonding. | Cylinder:Isolate supply, drain down, disconnect, clear away and renew with Economy 7 hot water cylinder, connect existing pipes, refill vent and test system, including all newly made joints, transfer and refix top and bottom entry immersion heaters and thermostats, remake all bonding, remove and refix all shelves etc., reconnect electricity supply and test on completion and remove waste and debris. | 479.2079
675033 |  | U | N | Y | N | PL | CYLINDER:RENEW ELSON TANK NEW HEATERS | Plumbing | Hot Water Cylinders | Cylinders - Elson Type Combination Tanks | NO | 1698.8774 | Cylinder:Turn off/on supply, drain down/refill, renew with ne 144 litre Elson combination tank, remake connections, vent and test system, new top, bottom immersions, thermostats, bonding. | Cylinder:Isolate supply, drain down, disconnect, clear away and renew with ne 144 litre Elson combination tank, connect existing pipes, vent and test system, including all newly made joints, install new top and bottom entry immersion heaters and thermostats, remake all bonding, remove and refix all shelves etc., reconnect electricity supply and test on completion and remove waste and debris. | 1698.8774
675035 |  | U | N | Y | N | PL | CYLINDER:RENEW ELSON TANK REFIX HEATERS | Plumbing | Hot Water Cylinders | Cylinders - Elson Type Combination Tanks | NO | 1639.0955 | Cylinder:Turn off/on supply, drain down/refill, renew with ne 144 litre Elson combination tank, remake connections, vent and test system, refix immersions and thermostats, bonding. | Cylinder:Isolate supply, drain down, disconnect, clear away and renew with ne 144 litre Elson combination tank, connect existing pipes vent and test system, including all newly made joints, transfer and refix top and bottom entry immersion heaters and thermostats, remake all bonding, remove and refix all shelves etc., reconnect electricity supply and test on completion and remove waste and debris. | 1639.0955
675037 |  | U | N | N | Y | PL | CYLINDER:RENEW LEAKING FITTING | Plumbing | Hot Water Cylinders | Cylinders - Repairs etc | NO | 19.8565 | Cylinder:Renew or remake leaking joint to fitting to copper cylinder and test upon completion and remove waste and debris. | Cylinder:Renew or remake leaking joint to fitting to copper cylinder and test upon completion and remove waste and debris. | 19.8565
675039 |  | U | Y | N | Y | PL | CYLINDER:REPAIR LEAK | Plumbing | Hot Water Cylinders | Cylinders - Repairs etc | NO | 52.2067 | Cylinder:Drain down copper cylinder, remove jacket, shelves etc., prepare, wipe patch to repair leak, refill, vent and test system, refix jacket, and test on completion. | Cylinder:Drain down copper cylinder as necessary, remove jacket, shelves etc., prepare and wipe patch to repair leak, refill, vent and test system, including all newly made joints, refix jacket and test on completion and remove waste and debris. | 52.2067
675041 |  | U | N | N | Y | PL | CYLINDER:DRAIN DESCALE FLUSH OUT | Plumbing | Hot Water Cylinders | Cylinders - Repairs etc | NO | 75.8823 | Cylinder:Isolate electricity supply, drain down/refill cylinder, remove/refix jacket, shelves etc., remove, descale, flush out, refix cylinder, vent and test system, reconnect electricity, test. | Cylinder:Isolate electricity supply, drain down cylinder, remove jacket, shelves etc., remove, descale, flush out and securely refix cylinder, refill, vent and test system, including all newly made joints, reconnect electricity supply, refix jacket and test on completion and remove waste and debris. | 75.8823
675043 |  | U | N | N | Y | PL | CYLINDER:RENEW FLANGE | Plumbing | Hot Water Cylinders | Cylinders - Repairs etc | NO | 43.1359 | Cylinder:Isolate supply, drain down/refill copper cylinder, remove/refix jacket, shelves etc., disconnect, clear away and renew immersion heater flange, vent and test system. | Cylinder:Isolate supply, drain down copper cylinder, remove jacket, shelves etc., disconnect, clear away and renew immersion heater flange, refix jacket, shelves etc., refill, vent and test system and remove waste and debris. | 43.1359
675045 |  | R | N | N | N | PL | CYLINDER:SUPPLY PAIR ISOLATING VALVES | Plumbing | Hot Water Cylinders | Cylinders - Repairs etc | IT | 72.4711 | Cylinder:Isolate supply, drain down as necessary and insert pair of isolating valves to hot water cylinder circuit, reinstate supply, fill, vent and test and remove waste and debris. | Cylinder:Isolate supply, drain down as necessary and insert pair of isolating valves to hot water cylinder circuit, reinstate supply, fill, vent and test and remove waste and debris. | 72.4711
675047 |  | U | N | N | Y | PL | CYLINDER:SERVICE PRESSURISED CYLINDER | Plumbing | Hot Water Cylinders | Cylinders - Repairs etc | NO | 42.0194 | Cylinder:Carry out service to any size/type of pressurised hot water cylinder. | Cylinder:Carry out service to any size/type of pressurised hot water cylinder. | 42.0194
675048 |  | U | N | Y | Y | PL | CYLINDER:SERVICE UNVENTED CYLINDER | Plumbing | Hot Water Cylinders | Cylinders - Repairs etc | NO | 86.9638 | Cylinder:Carry out service to unvented hot water cylinder, test operation of valves, clean strainers, top up pressures, check for leaks, test immersion heaters and thermostats, record to Client. | Cylinder:Carry out service to any size/type of unvented hot water cylinder in accordance with the manufacturers technical data sheet including but not limited to testing operation of expansion relief valve, temperature and pressure relied valves, combination valve and pressure reduction valve, clean the line strainers, recording and topping up pressures, check for leaks, test function of main and booster immersion heaters and thermostates, providing service record to Client. | 86.9638
675049 |  | U | N | N | Y | PL | CYLINDER:RENEW JACKET | Plumbing | Hot Water Cylinders | Cylinders - Repairs etc | NO | 28.2388 | Cylinder:Renew insulating jacket set fixed securely to cylinder and remove waste and debris. | Cylinder:Renew insulating jacket set fixed securely to cylinder and remove waste and debris. | 28.2388
675050 |  | R | N | N | N | PL | COIL HEATER:RENEW TO MEGAFLOW | Plumbing | Hot Water Cylinders | Cylinders - Repairs etc | IT | 77.0726 | Coil Heater:Renew coil heater to megaflow cylinder with ne 3kW alloy- sheathed heater, refill, test/vent, refix, test, reset thermostat, connect, reconnect electric, test, remove debris. | Coil Heater:Renew coil heater to megaflow cylinder with ne 3kW alloy- sheathed heater, refill, test/vent, refix, test, reset thermostat, connect, reconnect electric, test, remove debris. | 77.0726
677001 |  | R | N | Y | N | PL | PLUMBUNIT:RENEW STD DIR 227LTR COLD NE 144LTR HOT | Plumbing | Hot Water Cylinders | Proprietary Prefabricated Hot/Cold Plumbing Units | NO | 1720.0297 | Plumbunit:Renew any size or type of proprietary plumbing unit with preplumbed unit comprising ne 227 ltr cold water storage tank ne 144 ltr direct pre-insulated cylinder, complete. | Plumbunit:Renew any size or type proprietary prefabricated plumbing unit with new unit comprising ne 227 ltr polythene cold water storage tank with lid, ballvalve, Byelaw 30 kit, ne 144 ltr direct pre-insulated copper grade 3 cylinder, two 3kW top/bottom entry immersion heaters and thermostats, copper pipework, fittings, connections and valves all pre-plumbed on vented baseboards within painted steel supporting bases and framework, including turn water supply on/off, drain down, disconnect, clear away, connect to existing supply/distribution and overflow pipes etc., adjust ballvalve and float, refill, vent and test system, including all newly made joints, remake all earth bonding, reconnect electricity supply and test on completion and remove waste and debris. | 1720.0297
677011 |  | R | N | Y | N | PL | PLUMBUNIT:RENEW STD IND 227LTR COLD NE 140LTR HOT | Plumbing | Hot Water Cylinders | Proprietary Prefabricated Hot/Cold Plumbing Units | NO | 1743.5979 | Plumbunit:Renew any size or type of proprietary plumbing unit with preplumbed unit comprising ne 227 ltr cold water storage tank ne 140 ltr indirect pre-insulated cylinder, complete. | Plumbunit:Renew any size or type proprietary prefabricated plumbing unit with new unit comprising ne 227 ltr polythene cold water storage tank and ne 18 ltr feed and expansion tank with lids, ballvalves, Byelaw 30 kits, ne 140 ltr indirect pre-insulated copper grade 3 cylinder, copper pipework, fittings, connections and valves all pre-plumbed on vented baseboards within painted steel supporting bases and framework, including turn water supply on/off, drain down, disconnect, clear away, connect to existing supply/distribution and overflow pipes etc., adjust ballvalve and float, refill, vent, balance and test systems, including all newly made joints, remake all earth bonding, reconnect electricity supply and test on completion and remove waste and debris. | 1743.5979
679001 |  | R | N | Y | N | PL | CYLINDER:RENEW UNVENTED ECO 710 PRE-INSUL 190 LTR | Plumbing | Hot Water Cylinders | Cylinders - Economy 7/10 Unvented Direct Pre-Insul | NO | 933.5299 | Cylinder:Turn on/off supplies, renew 190 ltr unvented pre-insulated Economy 7 or 10 cylinder, valves, exp. vessel, 2 x 3 kW immersions, thermostat, connections, vent, test system, install, bonding. | Cylinder:Isolate supply, drain down, disconnect, clear away and renew or install 190 litre unvented pre-insulated Economy 7 or 10 copper cylinder with temperature and relief valves, 18 litre expansion vessel, connect new and existing feed and supply pipes, refill, vent and test system, including all newly made joints, install 2 no. 3kW immersion heaters (lower and upper boost) and thermostat, remake all bonding, remove/refix shelves etc. reconnect electricity supply and test on completion and remove waste and debris. | 933.5299
679003 |  | R | N | Y | N | PL | CYLINDER:RENEW UNVENTED ECO 710 PRE-INSUL 210 LTR | Plumbing | Hot Water Cylinders | Cylinders - Economy 7/10 Unvented Direct Pre-Insul | NO | 1082.7517 | Cylinder:Isolate supply, drain down, disconnect, renew or install 210 litre unvented pre-insulated Economy 7 or 10 cylinder with twin immersions, valves, 18 litre expansion vessel, test, bond. | Cylinder:Isolate supply, drain down, disconnect, clear away and renew or install 210 litre unvented pre-insulated Economy 7 or 10 copper cylinder with temperature and relief valves, 24 litre expansion vessel, connect new and existing feed and supply pipes, refill, vent and test system, including all newly made joints, install 2 no. 3kW immersion heaters (lower and upper boost) and thermostat, remake all bonding, remove/refix shelves etc. reconnect electricity supply and test on completion and remove waste and debris. | 1082.7517
679005 |  | R | N | Y | N | PL | CYLINDER:RENEW UNVENTED ECO 710 PRE-INSUL 250 LTR | Plumbing | Hot Water Cylinders | Cylinders - Economy 7/10 Unvented Direct Pre-Insul | NO | 1208.8777 | Cylinder:Isolate supply, drain down, disconnect, renew or install 250 litre unvented pre-insulated Economy 7 or 10 cylinder with twin immersions, valves, 18 litre expansion vessel, test, bond. | Cylinder:Isolate supply, drain down, disconnect, clear away and renew or install 250 litre unvented pre-insulated Economy 7 or 10 copper cylinder with temperature and relief valves, 24 litre expansion vessel, connect new and existing feed and supply pipes, refill, vent and test system, including all newly made joints, install 2 no. 3kW immersion heaters (lower and upper boost) and thermostat, remake all bonding, remove/refix shelves etc. reconnect electricity supply and test on completion and remove waste and debris. | 1208.8777
679007 |  | R | N | Y | N | PL | CYLINDER:RENEW UNVENTED ECO 710 PRE-INSUL 300 LTR | Plumbing | Hot Water Cylinders | Cylinders - Economy 7/10 Unvented Direct Pre-Insul | NO | 1347.277 | Cylinder:Isolate supply, drain down, disconnect, renew or install 300 litre unvented pre-insulated Economy 7 or 10 cylinder with twin immersions, valves, 18 litre expansion vessel, test, bond. | Cylinder:Isolate supply, drain down, disconnect, clear away and renew or install 300 litre unvented pre-insulated Economy 7 or 10 copper cylinder with temperature and relief valves, 40 litre expansion vessel, connect new and existing feed and supply pipes, refill, vent and test system, including all newly made joints, install 2 no. 3kW immersion heaters (lower and upper boost) and thermostat, remake all bonding, remove/refix shelves etc. reconnect electricity supply and test on completion and remove waste and debris. | 1347.277
679009 |  | R | N | Y | N | PL | CYLINDER:RENEW UNVENTED INDIRECT PRE-INSUL 190 LTR | Plumbing | Hot Water Cylinders | Cylinders - Unvented Indirect Pre-insulated | NO | 1095.0133 | Cylinder:Turn on/off supplies, renew 190 litre unvented pre-insulated cylinder complete with primary coil, dual thermostat, wiring centre, valves, exp vessel, connections, vent, test system, bonding. | Cylinder:Isolate supply, drain down, disconnect, clear away and renew or install 190 litre unvented pre-insulated cylinder complete with primary coil, dual thermostat, wiring centre 2 part zone valve, temperature and pressure relief valves, 18 litre expansion vessel, connect new and existing feed and supply pipes, refill, vent and test system, including all newly made joints, remake all bonding, remove/refix shelves etc. reconnect electricity supply and test on completion and remove waste and debris. | 1095.0133
679011 |  | R | N | Y | N | PL | CYLINDER:RENEW UNVENTED INDIRECT PRE-INSUL 210 LTR | Plumbing | Hot Water Cylinders | Cylinders - Unvented Indirect Pre-insulated | NO | 1224.8599 | Cylinder:Turn on/off supplies, renew 210 litre unvented pre-insulated cylinder complete with primary coil, dual thermostat, wiring centre, valves, exp vessel, connections, vent, test system, bonding. | Cylinder:Isolate supply, drain down, disconnect, clear away and renew or install 210 litre unvented pre-insulated cylinder complete with primary coil, dual thermostat, wiring centre 2 part zone valve, temperature and pressure relief valves, 24 litre expansion vessel, connect new and existing feed and supply pipes, refill, vent and test system, including all newly made joints, remake all bonding, remove/refix shelves etc. reconnect electricity supply and test on completion and remove waste and debris. | 1224.8599
679013 |  | R | N | Y | N | PL | CYLINDER:RENEW UNVENTED INDIRECT PRE-INSUL 250 LTR | Plumbing | Hot Water Cylinders | Cylinders - Unvented Indirect Pre-insulated | NO | 1645.7089 | Cylinder:Turn on/off supplies, renew 250 litre unvented pre-insulated cylinder complete with primary coil, dual thermostat, wiring centre, valves, exp vessel, connections, vent, test system, bonding. | Cylinder:Isolate supply, drain down, disconnect, clear away and renew or install 250 litre unvented pre-insulated cylinder complete with primary coil, dual thermostat, wiring centre 2 part zone valve, temperature and pressure relief valves, 24 litre expansion vessel, connect new and existing feed and supply pipes, refill, vent and test system, including all newly made joints, remake all bonding, remove/refix shelves etc. reconnect electricity supply and test on completion and remove waste and debris. | 1645.7089